## PR125
Sl. No. | PR No | Item Code | Part Name | Qty Nos | Unit Rate INR | Sub Total INR | Considered | Anne | Gina | Old
1 | PR-125 | 5108000003 | Actuator IGV,TYPE-VA040/VGW5 WIRING DIAGARM-103-03-1,SPEED-24 RPM,TORQUE-203 NM, ENCLOSURE:IP68, MOTOR RATING: 0.47 KW-15 MIN., POWER SUPPLY:415VAC/50Hz, LUBRICANT: 75V/90 GL-4 | 1 | 197120 | 197120 | 2000 | 1950 | Emma Old- 2410
2 | PR-125 | 5108000004 | Actuator IGV,TYPE-VA040/VGW5 SPEED-24RPM,TORQUE-142 NM,ENCLOSURE:IP68, MOTOR RATING: 0.37 KW-15 MIN., POWER SUPPLY:415VAC/50Hz, LUBRICANT: 75V/90 GL-4 | 1 | 197120 | 197120 | 2000 | 1950 | Emma Old- 2410
3 | PR-125 | 5108000005 | Actuator IGV,TYPE-VA020/VGW5 ,DIAGARM-103-03-1,SPEED-24RPM,TORQUE-81 NM, ENCLOSURE:IP68, MOTOR RATING: 0.47 KW-15 MIN., POWER SUPPLY:415VAC/50Hz, LUBRICANT: 75V/90 GL-4 | 1 | 197120 | 197120 | 2000 | 1950
4 | PR-125 | 5108000017 | COMPLETE CONTROL UNIT FOR ACTUATOR OF VODN ,TYPE-VA040/VGW5,WIRING DIAGARM-103-03-1,SPEED-24RPM,TORQUE-203 Nm,IP-68,KW-0.47,DUTY-S2-15MIN, 3~415-50HZ, INDICATION CONTACT-5A/250VAC,5A/30VDC,SN-08121075 | 4 | 98560 | 394240 | 1000 | 950
5 | PR-125 | 5108000018 | COMPLETE CONTROL UNIT FOR ACTUATOR OF VODN ,TYPE-VAO40/VGW5,SN-08121086,WIRING DIAGRAM-103-03-1,SPEED-24 RPM,TORQUE-142 NM,ENCLOSURE-IP68,KW-0.37,DUTY-S2-15MIN,3~415,50,HZ,INDICATION CONTACT-5A/250VAC, | 4 | 98560 | 394240 | 1000 | 950
6 | PR-125 | 5108000019 | COMPLETE CONTROL UNIT FOR ACTUATOR OF VODN Ex ,TYPE-VA020/VGW5,WIRING DIAGRAM-103-03-1,SPEED-24 RPM,TORQUE-81 NM,ENCLOSURE-IP68,KW-0.37,DUTY-S2-15MIN,3~415,50HZ,INDICATION CONTACT- 5A/250VAC,5A/30 VDC | 4 | 98560 | 394240 | 1000 | 950
7 | PR-125 | 5108000020 | POWER CARD FOR ACTUATOR OF SHANGHAI YI ROTORK ,TYPE-11A/MOYF40,SN-SR54895, WIRING DIARAM-1410-50-CA,TORQUE-500NM,SPEED-24RPM-25SEC,IP-68,3~415V-50HZ,KW-0.37,2.5 AMP,INDICATION CONTACT-440VAC,0.5A/125VD | 3 | 27104 | 81312 | 275 | 275
8 | PR-125 | 5108000021 | CONTROL CARD FOR ACTUATOR OF SHANGHAI YI ROTORK, TYPE-11A/MOYF40,SN-SR54895, WIRING DIARAM-1410-50-CA, TORQUE-500NM,SPEED-24RPM-25SEC,IP-68,3~415V-50HZ,KW-0.37,2.5 AMP,INDICATION CONTACT-440VAC,0.5A/125 | 3 | 36960 | 110880 | 375 | 375
9 | PR-125 | 5108000022 | POWER CARD FOR ACTUATOR OF SHANGHAI YI ROTORK, TYPE-16A/MOBF64,SN-SR54698,WIRING DIARAM-1410-50-CA,TORQUE-2000NM,SPEED-24RPM-25SEC,IP-68,3~415V-50HZ,KW-0.37,2.5 AMP,INDICATION CONTACT-44V0AC,0.5A/125VD | 3 | 27104 | 81312 | 275 | 275
10 | PR-125 | 5108000023 | CONTROL CARD FOR ACTUATOR OF SHANGHAI YI ROTORK TYPE-16A/MOBF64, SN-SR54698,WIRING DIARAM-1410-50-CA,TORQUE-2000NM, SPEED-24RPM-25SEC,IP-68,3~415V-50HZ,KW-0.37,2.5 AMP,INDICATION CONTACT-440VAC,0.5A/12 | 3 | 36960 | 110880 | 375 | 375
Sl. No. | PR No | Item Code | Part Name | Qty Nos | Unit Rate INR | Sub Total INR | Anne | Anne | Gina | Old
11 | PR-125 | 5102000018 | BFP DISCHARGE MOV CARD -0800493 2QMBV2 ACTUATOR TYPE- ZA5/TIN, Make: Tianjin Baili Ertong valve actuator co ltd | 4 | 24640 | 98560 | 250 | 250 | Anne-230
12 | PR-129 | 5603000009 | HMI DISPLAY UNIT FOR WXH-802A MICROPROCESSOR BASED DIGITAL TRANSMISSION LINE PROTECTION DEVICE MAKE:XJ ELECTRIC CO LTD | 4 | 57164.8 | 228659.2 | 580 | 580 | Anne- 560
13 | PR-129 | 5604000030 | CARD FOR SCADA DEVICE,TYPE:FCK-801A CARD NO:FCK-801 A/2 000009050273/8 MONITORING PANEL | 2 | 42380.8 | 84761.6 | 430 | 430 | Anne-320
14 | PR-86 | 5307000022 | RCS RELAY DISPLAY CARD, TRULY MPG940-B1 LCD DISPLAY, TR-804 94V-O, V2.0 | 100 | Discontinued | 0 | 0
15 | PR-86 | 5207000001 | RELAY PCK PC 800SERIES PRODUCT DATA LABLE,PRODUCT CODE:-PC802,VERSION :2.7,PRODUCT TYPE:-PC802A1-5A, MAKE: SHANGHAI SAILFAR ELECTRIC TECHNOLOGY CO. LTD.OF DAQO GROUP,CHINA | 20 | Need Item pics | 0 | 0
16 | PR-86 | 5201020005 | INTELLEGENT ELECTRICAL TRIP UNIT TYPE: ZDT-3 MAKE SIEMENS LOW VOLTAGE CIRCUIT BREAKER CO. LTD SHANGHAI, TYPE:JZ-7GJ-L222,COIL VOLTAGE: DC 240V | 10 | 52236.8 | 522368 | 530 | 530 | Anne- 520
17 | Subtotal |  |  |  |  | 3092812.8
18 | GST Rate 18% applicable against HSN: 8483 |  |  |  |  | 556706.304
20 | Grand Total on FOR Site Basis-INR |  |  |  |  | 3649519.104
1. 2. 3. 4. 5. 6. 7. 8. 9. | Terms & Conditions Offer Basis FOR Plant Basis. Delivery Time: 11 to 13 weeks from date of receipt of confirm PO. G/Warranty: 12 months from date of DISPATCH - only for manufacturing defects Payment Terms: 100% alongwith taxes etc against PI, prior to delivery at site. Offer Validity: 31 days from date of offer. Any statuaory changes in rate of tax etc will be applicable as on date of dispatch. Minimum Order Qty: N/A Standard packaging will be done for supply of above items. Our offer confirms for 100% fitment & interchangeability of offered products. In case of any discrepancy, we will replace items promptly for free of cost.

## PR191
Sl. No. | PR No | Item Code | Part Name | Qty Nos | Unit Rate INR | Sub Total INR | Considered | Anne | Gina | Self
1 | PR/19/191-ELECTRICAL | 5209990076 | MAIN CIRCUIT STATIC PLUG CONNECTOR OUTLET, SOCKET TYPE FIXED, SIDE CABLE CHAMBER, 415V 3-POLE 125A | 20 | 2702.7 | 54054 | 27 | 25 | 10
2 | PR/19/191-ELECTRICAL | 5209990077 | MAIN CIRCUIT STATIC PLUG CONNECTOR OUTLET, SOCKET TYPE FIXED, SIDE CABLE CHAMBER, 415V 3-POLE 160A | 30 | 2902.9 | 87087 | 29 | 28 | 10
3 | PR/19/191-ELECTRICAL | 5209990078 | MAIN CIRCUIT STATIC PLUG CONNECTOR OUTLET, SOCKET TYPE FIXED, SIDE CABLE CHAMBER, 415V 3-POLE 250A | 30 | 3203.2 | 96096 | 32 | 28 | 12
4 | PR/19/191-ELECTRICAL | 5209990079 | MAIN CIRCUIT STATIC PLUG CONNECTOR OUTLET, SOCKET TYPE FIXED, SIDE CABLE CHAMBER, 415V 3-POLE 400A | 20 | 4804.8 | 96096 | 48 | 45 | 15
5 | PR/19/191-ELECTRICAL | 5209990080 | MAIN CIRCUIT STATIC PLUG CONNECTOR OUTLET, SOCKET TYPE FIXED, SIDE CABLE CHAMBER, 415V 4-POLE 125A | 10 | No 4 pole, as per OEM only 3 pole | 0 |  |  | 20
6 | PR/19/191-ELECTRICAL | 5209990081 | MAIN CIRCUIT STATIC PLUG CONNECTOR OUTLET, SOCKET TYPE FIXED, SIDE CABLE CHAMBER, 415V 4-POLE 160A | 20 |  | 0 |  |  | 20
7 | PR/19/191-ELECTRICAL | 5209990082 | MAIN CIRCUIT STATIC PLUG CONNECTOR OUTLET, SOCKET TYPE FIXED, SIDE CABLE CHAMBER, 415V 4-POLE 250A | 20 |  | 0 |  |  | 20
8 | PR/19/191-ELECTRICAL | 5209990083 | MAIN CIRCUIT STATIC PLUG CONNECTOR OUTLET, SOCKET TYPE FIXED, SIDE CABLE CHAMBER, 415V 4-POLE 400A | 20 |  | 0 |  |  | 25
9 | PR/19/191-ELECTRICAL | 5209990084 | DISTRIBUTION CABINET 3 POLE PLUG IN CONNECTOR BOX(OUT LET BOX), MODEL:8ZR 573 103 | 50 | 700.7 | 35035 | 7 | 5.7 | 7 | Self
10 | PR/19/191-ELECTRICAL | 5209990085 | DISTRIBUTION CABINET 4 POLE PLUG IN CONNECTOR BOX(OUT LET BOX), MODEL:8ZR 573 | 30 | 700.7 | 21021 | 7 | 5.7 | 7 | Self
11 | PR/19/191-ELECTRICAL | 5209990086 | SWITCH CABINET CABLE COPPER SQUARE CONTACT(LUG) GCS/SYJ 16 SQMM | 50 | 200.2 | 10010 | 2 | 1.5 | 2.5
12 | PR/19/191-ELECTRICAL | 5209990087 | SWITCH CABINET CABLE COPPER SQUARE CONTACT(LUG) GCS/SYJ 25 SQMM | 50 | 200.2 | 10010 | 2 | 1.5 | 2.6
13 | PR/19/191-ELECTRICAL | 5209990088 | SWITCH CABINET CABLE COPPER SQUARE CONTACT(LUG) GCS/SYJ 35 SQMM | 50 | 200.2 | 10010 | 2 | 1.5 | 2.7
14 | PR/19/191-ELECTRICAL | 5209990089 | SWITCH CABINET CABLE COPPER SQUARE CONTACT(LUG) GCS/SYJ 50 SQMM | 50 | 200.2 | 10010 | 2 | 1.5 | 2.8
15 | PR/19/191-ELECTRICAL | 5209990090 | SWITCH CABINET CABLE COPPER SQUARE CONTACT(LUG) GCS/SYJ 70 SQMM | 50 | 200.2 | 10010 | 2 | 1.5 | 2.9
16 | PR/19/191-ELECTRICAL | 5209990091 | SWITCH CABINET CABLE COPPER SQUARE CONTACT(LUG) GCS/SYJ 95 SQMM | 50 | 250.25 | 12512.5 | 2.5 | 1.75 | 3
17 | PR/19/191-ELECTRICAL | 5209990092 | SWITCH CABINET CABLE COPPER SQUARE CONTACT(LUG) GCS/SYJ 120 SQMM | 50 | 310.31 | 15515.5 | 3.1 | 2 | 3.1
Sl. No. | PR No | Item Code | Part Name | Qty Nos | Unit Rate INR | Sub Total INR | Considered | Anne | Gina | Self
18 | PR/19/191-ELECTRICAL | 5209990093 | SWITCH CABINET DRAW OPERATION HANDLE PUSH MECHANISM GCS/MNS, MODEL:CJG-1, MNS3.0 OPERATING MECHANISM | 20 | 1601.6 | 32032 | 16 | 11 | 35
19 | PR/19/191-ELECTRICAL | 5209990094 | SWITCH CABINET DRAW OPERATION HANDLE PUSH MECHANISM GCS/MNS, MODEL:CJG-2, MNS3.0 OPERATING MECHANISM | 20 | 1101.1 | 22022 | 11 | 5.5 | 40
20 | PR/19/191-ELECTRICAL | 5209990095 | SWITCH CABINET DRAW OPERATION HANDLE PUSH MECHANISM GCS/MNS, MODEL:CJG-3, MNS3.0 OPERATING MECHANISM | 20 | 1701.7 | 34034 | 17 | 12 | 45
21 | Subtotal |  |  |  |  | 555555
22 | GST Rate 18% applicable against HSN: 8536 |  |  |  |  | 99999.9
23 | Grand Total on FOR Site Basis-INR |  |  |  |  | 655554.9
1. 2. 3. 4. 5. 6. 7. 8. 9. | Terms & Conditions Offer Basis FOR Plant Basis. Delivery Time: 11 to 13 weeks from date of reciept of confirm PO. G/Warranty: 12 months from date of DISPATCH - only for manufacturing defects Payment Terms: 100% alongwith taxes etc against PI, prior to delivery at site. Offer Validity: 31 days from date of offer. Any statuaory changes in rate of tax etc will be applicable as on date of dispatch. Minimum Order Qty: N/A Standard packaging will be done for supply of above items. Our offer confirm for 100% fitment & interchangeability of offered products. In case of any discrepancy, we will replace items promptly for free of cost.

## PR131
Sl. No. | PR No | Item Code | Part Name | UOM | Qty | Unit Rate INR | Sub Total INR | Considered | Anne | Gina | Self
1 | PR/19/131 | 3003000220 | HYDRAULIC GEAR PUMP, MAKE: SDH HYDRAULIC, MODEL: CBDI-F526-F36 -Z2-C A. Oil In/Outlet Flange Connection- F36 In: φ56 x M10 x φ27 Out: φ56 x M10 x φ19 B. Shaft Extension: Z2 Taper shaft C. Rotation: Clockwise | NOS | 8 | 46800 | 374400 | 450 | 320
2 | Subtotal | [5 empty] | 374400
3 | GST Rate 18% applicable against HSN: 8413 | [5 empty] | 67392
4 | Freight-INR | [5 empty] | 0
5 | Grand Total on FOR Site Basis-INR | [5 empty] | 441792
1. 2. 3. 4. 5. 6. 7. 8. 9. | Terms & Conditions Offer Basis FOR Plant Basis. Delivery Time: 11 to 13 weeks from date of reciept of confirm PO. G/Warranty: 12 months from date of DISPATCH - only for manufacturing defects Payment Terms: 100% alongwith taxes etc against PI, prior to delivery at site. Offer Validity: 31 days from date of offer. Any statuaory changes in rate of tax etc will be applicable as on date of dispatch. Minimum Order Qty: N/A Standard packaging will be done for supply of above items. Our offer confirm for 100% fitment & interchangeability of offered products. In case of any discrepancy, we will replace items promptly for free of cost.

## Misc
Sl. No. | PR No | Part Name | UOM | Qty | Unit Rate INR | Sub Total INR | Considered | Anne | Gina | Self
1 | PR/19/45 | AC CAPACITOR 83 MICRO FARAD -5 TO +10% 440VAC FOR AEG UPS 80KVA PROTECT 5.31. | NOS | 128 | 3120 | 399360 | 30 | 25
2 | PR/19/45 | DC CAPACITOR 6000 MICRO FARAD +/-20% 315V DC,ALS31C108NT0615 FOR AEG UPS 80KVA PROTECT 5.31 | NOS | 128 | 0 | 0
3 | PR/19/45 | ROTARY CAM SWITCH, M220-20392 | NOS | 4 | 3640 | 14560 | 35 | 35- Kempston
4 | PR/19/45 | SBS INTERFACE BOARD W-CQYG-8 FOR UPS | NOS | 1 | 0 | 0
5 | PR/20/304 | COK CARD FOR MFC2000-2 HIGH SPEED BUS POWER SUPPLY TRANSFER RELAY- WISCOM ELECTRICAL CO.,LTD. MODEL:MFC2000-2 COK-V103. TYPE:YTM-90103-02 | NOS | 1 | 0 | 0
6 | PR/20/304 | I/O CARD FOR MFC2000-2 HIGH SPEED BUS POWER SUPPLY TRANSFER RELAY WISCOM ELECTRICAL CO.,LTD. MODEL:MFC2000-2 COK-V103. TYPE:YTM-90103-02 | NOS | 1 | 0 | 0
7 | PR/20/304 | TOTAL CONNECT BOARD OF INTELLIGENCE MONITOR, JZ-S1B-11 FOR 220V DC BATTERY CHARGER | NOS | 2 | 124800 | 249600 | 1200 | 1100
8 | PR/20/304 | DISPLAY CARD - DMF50081 FOR 220V DC INTELLIGENT MONITOR EQUIPMENT | NOS | 5 | 166400 | 832000 | 1600 | 1500
9 | PR/20/304 | POWER CARD FOR STAND BY SWITCHING POWER RELAY AUTO BACK UP POWER SWITCHING DEVICE MODEL DCAP 3232 DCP400-DY1-301-V103-2003/7/18-WISCOM,EMDCP-303 | NOS | 3 | 0 | 0
10 | PR/20/304 | STAND BY SWITCHING POWER RELAY AUTO BACK UP POWER SWITCHING DEVICE MODEL DCAP 3232, MAKE : WISCOM ELECTRIC CO LTD | NOS | 1 | 0 | 0
11 | PR/20/304 | ELECTRONIC CARD ATC 20A -ZK FOR ESP MAKE FUJIAN LONGKING LTD CHINA | NOS | 1 | 72800 | 72800 | 700 | 695
12 | PR/20/304 | THYRISTOR 50A TYPE ZP50A-IF(AD) 50A IFM <=1.6V, VRRM-1500V IRRM <=12MA RJC<=0.6 DEG C/W | NOS | 2 | 1560 | 3120 | 15 | 10-self 1688
13 | PR/20/304 | CARD SL07014 , FOR RECTIFIER PANEL FOR SODIUM HYPO GENERATION SYSTEM | NOS | 1 | 83200 | 83200 | 800 | 770 | 790
14 | PR/20/304 | CARD SL07015 ,FOR RECTIFIER PANEL FOR SODIUM HYPO GENERATION SYSTEM | NOS | 1 | 130000 | 130000 | 1250 | 1218 | 1325
15 | PR/20/281 | WAER TUBE FOR ROLLER SEALING AIR LINE OF COAL MILL, MODEL: ZGM95N MAKE-BPEG | NOS | 1 | 64480 | 64480 | 620 |  | 580
16 | PR/20/281 | PROTACTING RING (ROLLER ASSEMBLY) FOR COAL MILL ZGM95N,OEM PART NO-41 MAKE-BPEG | NOS | 3 | 67600 | 202800 | 650 |  | 600
17 | PR/20/269 | LVDT MAKE : SHIZHONG, MODEL : 1000TD , 0-50 MM , | NOS | 3 | 36400 | 109200 | 350 | 320
2 | Subtotal |  |  |  |  | 2161120
3 | GST Rate 18% as applicable |  |  |  |  | 389001.6
5 | Grand Total on FOR Site Basis-INR |  |  |  |  | 2550121.6
1. 2. 3. 4. 5. 6. 7. 8. 9. | Terms & Conditions Offer Basis FOR Plant Basis. Delivery Time: 11 to 13 weeks from date of reciept of confirm PO. G/Warranty: 12 months from date of DISPATCH - only for manufacturing defects Payment Terms: 100% alongwith taxes etc against PI, prior to delivery at site. Offer Validity: 31 days from date of offer. Any statuaory changes in rate of tax etc will be applicable as on date of dispatch. Minimum Order Qty: N/A Standard packaging will be done for supply of above items. Our offer confirm for 100% fitment & interchangeability of offered products. In case of any discrepancy, we will replace items promptly for free of cost.

## 268
Sl. No. | PR No | Item Code | Part Name | UOM | Qty | Unit Rate INR | Sub Total INR | Considered | Anne | Gina | Self
1 | PR/20/268 | 7202000011 | PRESSURE TRANSDUCER Upgraded Model:E-ATR-8 Make Atos Refer attached Technical Catalogue | NOS | 2 | 31200 | 62400 | 300 | 290
2 | Subtotal | [5 empty] | 62400
3 | GST Rate 18% applicable against HSN: 9031 | [5 empty] | 11232
4 | Freight-INR | [5 empty] | 0
5 | Grand Total on FOR Site Basis-INR | [5 empty] | 73632
1. 2. 3. 4. 5. 6. 7. 8. 9. | Terms & Conditions Offer Basis FOR Plant Basis. Delivery Time: 11 to 13 weeks from date of reciept of confirm PO. G/Warranty: 12 months from date of DISPATCH - only for manufacturing defects Payment Terms: 100% alongwith taxes etc against PI, prior to delivery at site. Offer Validity: 31 days from date of offer. Any statuaory changes in rate of tax etc will be applicable as on date of dispatch. Minimum Order Qty: N/A Standard packaging will be done for supply of above items. Our offer confirm for 100% fitment & interchangeability of offered products. In case of any discrepancy, we will replace items promptly for free of cost.

## PR21-105
Sl. No. | Item Code | Part Name | UOM | Qty | Unit Rate INR | Sub Total INR | Considered | Gina | Anne | SR Trader
1 | 5307000022 | RCS RELAY DISPLAY CARD, TRULY MPG940-B1 LCD DISPLAY, TR-804 94V-O, V2.0 1 PC CARD + 1 PC DISPLAY AS PER BUYER'S PICTURE = 1 SET | Set | 12 | 76680 | 920160 | 710 | 703 | 1750
2 | 6003990001 | DISPLAY CARD - DMF50081 FOR 220V DC INTELLIGENT MONITOR EQUIPMENT Note:Upgrade will contain following in 1 set (LCD screen + key + main card ) | Set | 8 | 172800 | 1382400 | 1600 |  | 1550
3 | 6001000041 | AC CAPACITOR 83 MICRO FARAD -5 TO +10% 440VAC FOR AEG UPS 80KVA PROTECT 5.31. | NOS | 64 | 2100 | 134400 |  |  |  | 1564
4 | 6001000042 | DC CAPACITOR 6000 MICRO FARAD +/-20% 315V DC,ALS31C108NT0615 FOR AEG UPS 80KVA PROTECT 5.31 | NOS | 64 | 3300 | 211200 |  |  |  | 2990
5 | Subtotal |  |  |  |  | 2648160
6 | GST Rate 18% applicable against HSN: 8536 |  |  |  |  | 476668.8
7 | Freight-INR |  |  |  |  | 0
8 | Grand Total on FOR Site Basis-INR |  |  |  |  | 3124828.8
1. 2. 3. 4. 5. 6. 7. 8. 9. | Terms & Conditions Offer Basis FOR Plant Basis. Delivery Time: 11 to 13 weeks from date of reciept of confirm PO. G/Warranty: 12 months from date of DISPATCH - only for manufacturing defects Payment Terms: 100% alongwith taxes etc against PI, prior to delivery at site. Offer Validity: 31 days from date of offer. Any statuaory changes in rate of tax etc will be applicable as on date of dispatch. Minimum Order Qty: N/A Standard packaging will be done for supply of above items. Our offer confirm for 100% fitment & interchangeability of offered products. In case of any discrepancy, we will replace items promptly for free of cost.

## BFP Catridge
Sl. No. | Item Code | Part Name | UOM | Qty | Unit Rate INR | Sub Total INR | Considered | Emma- Copy | Emma | QQ
1 | 3210010057 | DUPLEX FILTER CARTRIDGE Body: Stainless Steel 20 MICRONS Size 130X89X205MM For Fluid Coupling of BOILER FEED PUMP 01 Set= 2 Pcs | Set | 1 | 447200 | 447200 | 4300 | 1260 | 5000 | 3213.1148
2 | Subtotal |  |  |  |  | 447200
3 | GST Rate 18% applicable against HSN: 8421 |  |  |  |  | 80496
4 | Freight-INR |  |  |  |  | 1500
5 | Grand Total on FOR Site Basis-INR |  |  |  |  | 527696
1. 2. 3. 4. 5. 6. 7. 8. 9. | Terms & Conditions Offer Basis FOR Plant Basis. Delivery Time: 8 to 10 weeks from date of receipt of confirm PO. G/Warranty: 12 months from date of DISPATCH - only for manufacturing defects Payment Terms: 100% along with taxes etc against PI, prior to delivery at site. Offer Validity: 31 days from date of offer. Any statutory changes in rate of tax etc will be applicable as on date of dispatch. Minimum Order Qty: N/A Standard packaging will be done for supply of above items. Our offer confirm for 100% fitment & interchangeability of offered products. In case of any discrepancy, we will replace items promptly for free of cost.

## PR21-118
Sl. No. | Item Code | Part Name | UOM | Qty | Unit Rate INR | Sub Total INR | Considered | Emma | Anne | SR Trader
1 | 7309000023 | SVH SERVO CARD MODEL-SVH61 I/P RESISRANCE-500 OHM LVDT FEEDBACK MAX-18VPP FREQ-1000HZ POWER- +24/+-15VDC TEMP:-40-80DEG | Ea | 2 | 245440 | 490880 | 2360 | 2200
2 | Subtotal |  |  |  |  | 490880
3 | GST Rate 18% applicable against HSN: 9032 |  |  |  |  | 88358.4
4 | Grand Total on FOR Site Basis-INR |  |  |  |  | 579238.4 |  | 285.7143
27428.5714
1. 2. 3. 4. 5. 6. 7. 8. 9. | Terms & Conditions Offer Basis FOR Plant Basis. Delivery Time: 11 to 13 weeks from date of receipt of confirm PO. G/Warranty: 12 months from date of DISPATCH - only for manufacturing defects Payment Terms: 100% along with taxes etc against PI, prior to delivery at site. Offer Validity: 31 days from date of offer. Any statutory changes in rate of tax etc will be applicable as on date of dispatch. Minimum Order Qty: N/A Standard packaging will be done for supply of above items. Our offer confirm for 100% fitment & interchangeability of offered products. In case of any discrepancy, we will replace items promptly for free of cost.

## VCB
S.No. | PR No. | Material Code | Item Description | Qty | UoM | Unit Price | Sub Total | Remarks | Unit price | Joy | Unit price | Melissa | Horit | Gina
1 | PR/21/48 | 5301000006 | VACCUM CIRCUIT BREAKER, RATED CURRENT= 2000A, ZN63-VS1-2000-40KA,AUX SUPPLY DC220V, 12KV, 50HZ, MODEL: VCB-ZN63-SHTS, RATED OPERATING SEQUENCE:O-180s-CO-180s-CO, DRAW OUT TYPE: MAKE:SHANGHAI HUA TONG SWITCHGEAR. REQUIRED FOR CUBICLE WIDTH OF 1000MM, PHASE CLEARANCE:275MM, BREAKER SWITCH CONTACTS-8NO+8NC, POSITION SWITCH CONTACTS-5NO. | 1 | NO | 325000 | 325000 | VACCUM CIRCUIT BREAKER- Complete Assembly/Device | 2700 | 2906 | 2700 |  |  |  | 285120 | 285120
2 | PR/21/48 | 5301000009 5301000016 | TULIP(JAW) COPPER CONTACTS FOR VCB 2000A, ZN63-VS1-2000-40KA, VCB MODEL:VCB-ZN63-SHTS, DRAWOUT TYPE, MAKE:SHANGHAI HUA TONG SWITCHGEAR, FINGER PIECES-48, FIXED CONTACT SIZE:79MM. | 2 | SET (1 Set=6 Nos) | 20000 | 40000 | TULIP(JAW) COPPER CONTACTS | 40 | 29.69 | 28/pcs | 28 | 20 | 31.5 | 12672 | 25344
3 |  | 5301000011 | INDOOR HIGH VOLTAGE VCB ,RATED VOLTAGE /CURRENT/FREQUECY 12KV/1250A/50HZ,TYPE ZN63-(VS1)-12/1250-40,AUX SUPPLY DC220V,CUBICLE SIZE W-1000;D-1660;H-2300 | 1 | NO | 195000 | 195000 | VACCUM CIRCUIT BREAKER- Complete Assembly/Device | 1500 | 1712 | 1500 |  |  |  | 158400 | 158400
4 |  | 5209000242 | VCB CLOSING COIL(CLOSING MAGNET), 210 OHMS, OPERATING VOLTAGE:220V DC | 20 | NO | 1350 | 27000 | VCB CLOSING COIL | 12 | 9.45 | 9.5 | 8 | 8 | 9.1667 | 844.8 | 16896
5 |  | 5301000003 | SPRING CHARGING MOTOR OF VCB,TYPE: ZN-63A (VS1),FREQUENCY: 50HZ, VOLTAGE: 12KV, CAPACITY: 630AMPS, SPRING CHARGE MOTOR VOLTAGE: DC 240V, MODEL:HDZ-208160, 220V 0.35A, 85W 16000RPM, S2-1MIN. | 2 | NO | 4150 | 8300 | SPRING CHARGING MOTOR OF VCB | 120 | 40.95 | 120 | 32 | 50 | 48.3333 | 3379.2 | 6758.4
6 |  | 5301000003 | SPRING CHARGING MOTOR OF VCB,TYPE: ZN-63A (VS1),FREQUENCY: 50HZ, VOLTAGE: 12KV, CAPACITY: 2000AMPS, SPRING CHARGE MOTOR VOLTAGE: DC 240V, MODEL:HDZ-20900A, 1.0A, 90W, 25RPM,S2-1MIN. | 2 | NO | 4150 | 29120 | SPRING CHARGING MOTOR OF VCB | 120 | 42.99 | 120 | 32 | 50 | 48.3333 | 3379.2 | 6758.4
7 |  | 5301000003 | SPRING CHARGING MOTOR OF VCB,TYPE: ZN-63A (VS1),FREQUENCY: 50HZ, VOLTAGE: 12KV, CAPACITY: 1250AMPS, SPRING CHARGE MOTOR VOLTAGE: DC 240V, MODEL:ZYJ220-66-106, 0.7A, 70W, 17RPM,S2-1MIN. | 1 | NO | 4150 | 14560 | SPRING CHARGING MOTOR OF VCB | 120 | 37.87 | 120 | 32 | 50 | 48.3333 | 3379.2 | 6758.4
8 |  | 5301000020 | BREAKER AUXILIARY SWITCH F10-16-II/W2 FOR VCB ZN63-VS1-12KV, CONTACTS:8NO+8NC, AUX.SUPPLY-220VDC,20A, VCB MAKE:SHANGHAI HUATONG SWITCHGEAR. | 10 | NO | 900 | 9000 | BREAKER AUXILIARY SWITCH F10-16-II/W2 | 20 | 8.2 | 14 | 4.8 | 8 | 8.3333 | 506.88 | 5068.8
9 |  | 5301000021 | BREAKER AUXILIARY SWITCH CONTACTS FK10-II-50 FOR VCB ZN63-VS1-12KV, CONTACTS:5NO, AUX.SUPPLY-220VDC,10A, VCB MAKE:SHANGHAI HUATONG SWITCHGEAR. | 10 | NO | 800 | 8000 | BREAKER AUXILIARY SWITCH CONTACTS FK10-II-50 | 5 | 7.2 | 5 | 3 | 4 | 5.8333 | 316.8 | 3168
10 |  | 5301000015 5301000009 | TULIP JAW COPPER CONTACTS OF 12KV VACUUM CIRCUIT BREAKER FOR 3150A, ZN63-VS1-3150-40KA, VCB MODEL:VCB-ZN63-SHTS, DRAWOUT TYPE, MAKE:SHANGHAI HUA TONG SWITCHGEAR, FINGER PIECES-64, FIXED CONTACT SIZE:109MM.1 SET(6 NO OF) CONTACTS | 1 | SET (1 Set=6 Nos) | 24000 | 24000 | TULIP(JAW) COPPER CONTACTS | 80 | 39.9 | 65/pcs | 38 | 34 | 37.5 | 21542.4 | 21542.4
11 |  | 5301000017 5301000009 | TULIP JAW COPPER CONTACTS OF 12KV VACUUM CIRCUIT BREAKER FOR 1600A, ZN63-VS1-1600-40KA DRAWOUT TYPE BREAKER, MAKE-SHANGHAI HUATONG. FINGER PIECES-36, FIXED CONTACT SIZE:55MM. 1 SET(6 NO OF) CONTACTS | 1 | SET (1 Set=6 Nos) | 23000 | 23000 | TULIP(JAW) COPPER CONTACTS | 40 | 20.47 | 28pcs | 20 | 25 | 2640 | 15840 | 15840
12 |  | 5301000018 5301000009 | TULIP JAW COPPER CONTACTS OF 12KV VACUUM CIRCUIT BREAKER FOR 1250A,ZN63-VS1-1250-40KA DRAWOUT TYPE BREAKEER, MAKE-SHANGHAI HUATONG. FINGER PIECES-30, FIXED CONTACT SIZE:49MM 1 SET(6 NO OF) CONTACTS. | 1 | SET (1 Set=6 Nos) | 22000 | 22000 | TULIP(JAW) COPPER CONTACTS | 30 | 16.38 | 20/pcs | 16 | 15 | 1584 | 9504 | 9504
13 |  |  | VCB CHASIS TRUCK TROLLEY FOR CUBICAL WIDTH OF 800MM DPC-4/4A-800 650 600 560 520 652 682 | 2 | NO | 8000 | 16000 | CHASIS TRUCK TROLLEY | 160 | 79.85 | 110 | 80 | 63 | 74.1667 | 6652.8 | 13305.6
14 |  |  | VCB CHASIS TRUCK TROLLEY FOR CUBICAL WIDTH OF 1000MM DPC-4/4A-1000 850 800 760 720 852 882 | 1 | 1 NO | 10000 | 10000 | CHASIS TRUCK TROLLEY | 255 | 105.8 | 215 | 95 | 85 | 74.1667 | 8976 | 8976
15 | Subtotal (INR) |  |  |  |  | 750980
16 | GST as applicable against HSN 8536 |  |  |  |  | 135176.4
18 | Subtotal (INR) |  |  |  |  | 886156.4

## UEC
Sl. No. | Item Code | Part Name | UOM | Qty | Unit Rate INR | Sub Total INR | Considered | Emma | Anne | SR Trader
1 | 7306000030 | PRESSURE SWITCH MAKE UNITED ELECTRIC CONTROL CO.LTD. MODEL NO J402-550,OPTION - M202, OPERATING RANGE -(-1 BAR TO 0 MBAR ), PROOF - (2.1 BAR) | Ea | 4 | 52000 | 208000 | 500 | 450
2 | Subtotal |  |  |  |  | 208000
3 | GST Rate 18% applicable against HSN: 9032 |  |  |  |  | 37440
4 | Grand Total on FOR Site Basis-INR |  |  |  |  | 245440 |  | 285.7143
27428.5714
1. 2. 3. 4. 5. 6. 7. 8. 9. | Terms & Conditions Offer Basis FOR Plant Basis. Delivery Time: 11 to 13 weeks from date of receipt of confirm PO. G/Warranty: 12 months from date of DISPATCH - only for manufacturing defects Payment Terms: 100% along with taxes etc against PI, prior to delivery at site. Offer Validity: 31 days from date of offer. Any statutory changes in rate of tax etc will be applicable as on date of dispatch. Minimum Order Qty: N/A Standard packaging will be done for supply of above items. Our offer confirm for 100% fitment & interchangeability of offered products. In case of any discrepancy, we will replace items promptly for free of cost.

## PR221 & 222
Sl. No. | Item Code | Part Name | UOM | Qty | Unit Rate INR | Sub Total INR | Considered | Emma | Anne | SR Trader
1 | 5201030028 | CONTROL TERMINAL BLOCK (FIXED + MOVING) FOR AUXIALLATY CIRUIT OF AIR CIRCUIT BREAKER HA1 SERIES AIR CIRCUIT BREAKER. | Ea | 20 | 11500 | 230000 | 135 | 117
2 | 5002990026 | PHASE LOSS PROTECTION MODULE MODEL :WK-2 CN0504 FOR DL ACTUATOR OF DZW SERIES. | Ea | 10 | 11880 | 118800 | 110 | 90
3 | 5002000167 | FORCE COOLING FAN FOR DV100M4 MOTOR, PART NO-01823426, WATTS:35W, VOLT:415V, RPM:2800, 50 HZ ( FORCE COOLING FAN FOR DV100M4 MOTOR, PART NO-01823426, WATTS:35W, VOLT:415V, RPM:2800, 50 HZ (G SERIES FORCED COOLING FAN FOR VFD MOTORS, 35WATT, 415V 50HZ, 2800RPM, TYPE:G-100A, MAKE:ROTOTECH/VKELE). | Ea | 2 | 6500 | 13000 | 65 | 35
4 | 5002000266 | COOLING FAN FOR MOTOR, 80 WATT, 415 VOLT, 1400 RPM, TYPE-G160A G-SERIES FORCE COOLING FAN FOR VFD MOTOR, TYPE:G-160A , POWER:80W, VOLT:415V, RPM:1400, 50 HZ, FLOW:960CMH, MAKE:ROTOTECH/VKELE | Ea | 3 | 7200 | 21600 | 75 | 45
5 | Subtotal |  |  |  |  | 383400
6 | GST Rate 18% applicable against HSN: 9032 |  |  |  |  | 69012
7 | Grand Total on FOR Site Basis-INR |  |  |  |  | 452412 |  | 285.7143
27428.5714
1. 2. 3. 4. 5. 6. 7. 8. 9. | Terms & Conditions Offer Basis FOR Plant Basis. Delivery Time: 11 to 13 weeks from date of receipt of confirm PO. G/Warranty: 12 months from date of DISPATCH - only for manufacturing defects Payment Terms: 100% along with taxes etc against PI, prior to delivery at site. Offer Validity: 31 days from date of offer. Any statutory changes in rate of tax etc will be applicable as on date of dispatch. Minimum Order Qty: N/A Standard packaging will be done for supply of above items. Our offer confirm for 100% fitment & interchangeability of offered products. In case of any discrepancy, we will replace items promptly for free of cost.

## CT
Sl. No. | Item Code | Part Name | UOM | Qty | Unit Rate INR | Sub Total INR | Considered | Emma | Anne | SR Trader
1 | N/A | CURRENT TRANSFORMER FOR LT SWITCHGEAR, 4000/5A, RESIN CAST FILLED NYLON CASING WINDOW TYPE FOR PROTECTION, CLASS:5P20, BURDEN:10VA, PRIMARY BAR SIZE:100x10mm. | Ea | 9 | 12960 | 116640 | 120 |  | 90
2 | N/A | CURRENT TRANSFORMER FOR LT SWITCHGEAR, 3000/5A, NYLON CASING WINDOW TYPE FOR PROTECTION, CLASS:5P20, BURDEN:10VA, PRIMARY BAR SIZE:90x10mm. | Ea | 9 | 12312 | 110808 | 114 |  | 84
3 | N/A | CURRENT TRANSFORMER FOR LT SWITCHGEAR, 2500/5A, RESIN CAST FILLED NYLON CASING WINDOW TYPE FOR PROTECTION, CLASS:5P20, BURDEN:10VA, PRIMARY BAR SIZE:90x10mm. | Ea | 15 | 10368 | 155520 | 96 |  | 70
4 | N/A | CURRENT TRANSFORMER FOR LT SWITCHGEAR, 2000/5A, RESIN CAST FILLED NYLON CASING WINDOW TYPE FOR PROTECTION, CLASS:5P20, BURDEN:10VA, PRIMARY BAR SIZE:90x10mm. | Ea | 15 | 10368 | 155520 | 96 |  | 70
5 | N/A | CURRENT TRANSFORMER FOR LT SWITCHGEAR, 1500/5A, RESIN CAST FILLED NYLON CASING WINDOW TYPE FOR PROTECTION, CLASS:5P20, BURDEN:10VA, PRIMARY BAR SIZE:80x10mm | Ea | 30 | 9180 | 275400 | 85 |  | 65
6 | N/A | CURRENT TRANSFORMER FOR LT SWITCHGEAR, 1250/5A, RESIN CAST FILLED NYLON CASING WINDOW TYPE FOR PROTECTION, CLASS:5P20, BURDEN:10VA, PRIMARY BAR SIZE:60x10mm. | Ea | 30 | 8640 | 259200 | 80 |  | 60
7 | N/A | CURRENT TRANSFORMER FOR LT SWITCHGEAR, 1000/5A, RESIN CAST FILLED NYLON CASING WINDOW TYPE FOR PROTECTION, CLASS:5P20, BURDEN:10VA, PRIMARY BAR SIZE:60x8mm. | Ea | 30 | 8640 | 259200 | 80 |  | 60
8 | N/A | CURRENT TRANSFORMER FOR LT SWITCHGEAR, 800/5A, RESIN CAST FILLED NYLON CASING WINDOW TYPE FOR PROTECTION, CLASS:5P20, BURDEN:10VA, PRIMARY BAR SIZE:60x8mm. | Ea | 30 | 7020 | 210600 | 65 |  | 50
9 | N/A | CURRENT TRANSFORMER FOR LT SWITCHGEAR, 600/5A, RESIN CAST FILLED NYLON CASING WINDOW TYPE FOR PROTECTION, CLASS:5P20, BURDEN:10VA, PRIMARY BAR SIZE:60x8mm. | Ea | 30 | 7020 | 210600 | 65 |  | 45
10 | N/A | CURRENT TRANSFORMER FOR LT SWITCHGEAR, 400/5A, RESIN CAST FILLED NYLON CASING WINDOW TYPE FOR PROTECTION, CLASS:5P20, BURDEN:10VA, PRIMARY BAR SIZE:60x6mm. | Ea | 30 | 5940 | 178200 | 55 |  | 40
11 | N/A | CURRENT TRANSFORMER FOR LT SWITCHGEAR, 300/5A, RESIN CAST FILLED NYLON CASING WINDOW TYPE FOR PROTECTION, CLASS:5P20, BURDEN:10VA, PRIMARY BAR SIZE:60x6mm. | Ea | 30 | 5940 | 178200 | 55 |  | 40
12 | N/A | CURRENT TRANSFORMER FOR LT SWITCHGEAR, 300/5A, RESIN CAST FILLED NYLON CASING WINDOW TYPE FOR PROTECTION, CLASS:5P20, BURDEN:10VA, PRIMARY BAR SIZE:60x6mm. | Ea | 30 | 5940 | 178200 | 55 |  | 40
13 | Subtotal |  |  |  |  | 2288088
14 | GST Rate 18% applicable against HSN: 8501 |  |  |  |  | 411855.84
15 | Grand Total on FOR Site Basis-INR |  |  |  |  | 2699943.84
1. 2. 3. 4. 5. 6. 7. 8. 9. | Terms & Conditions Offer Basis FOR Plant Basis. Delivery Time: 11 to 13 weeks from date of receipt of confirm PO. G/Warranty: 12 months from date of DISPATCH - only for manufacturing defects Payment Terms: 100% along with taxes etc against PI, prior to delivery at site. Offer Validity: 31 days from date of offer. Any statutory changes in rate of tax etc will be applicable as on date of dispatch. Minimum Order Qty: N/A Standard packaging will be done for supply of above items. Our offer confirm for 100% fitment & interchangeability of offered products. In case of any discrepancy, we will replace items promptly for free of cost.

## PR- 21- 266
Sl. No. | Item Code | Part Name | UOM | Qty | Unit Rate INR | Sub Total INR | Considered | Emma | Anne | INCH
1 | 5209990110 | PRIMARY CIRCUIT PLUG SOCKET FEEDER INCOMING SIDE MOVING CONNECTOR,MODEL:CIWZ/CZC/CJC3-400A,3 POLE 660V 400A. | Ea | 15 | 1900 | 28500 | 18 |  | 18 | 1905 | 28575
2 | 5209990111 | PRIMARY CIRCUIT PLUG SOCKET FEEDER INCOMING SIDE MOVING CONNECTOR,MODEL:CIWZ/CZC/CJC3-400A,4 POLE 660V 400A. | Ea | 6 | 2400 | 14400 | 25 |  | 25 | 2430 | 14580
3 | 5209990112 | PRIMARY CIRCUIT PLUG SOCKET FEEDER INCOMING SIDE MOVING CONNECTOR,MODEL:CIWZ/CZC/CJC3-250A,3 POLE 660V 250A. | Ea | 20 | 1450 | 29000 | 15 |  | 15 | 1455 | 29100
4 | 5209990113 | PRIMARY CIRCUIT PLUG SOCKET FEEDER INCOMING SIDE MOVING CONNECTOR,MODEL:CIWZ/CZC/CJC3-250A,4 POLE 660V 250A. | Ea | 10 | 1980 | 19800 | 19 |  | 19 | 1977 | 19770
5 | 5209990114 | PRIMARY CIRCUIT PLUG SOCKET FEEDER INCOMING SIDE MOVING CONNECTOR,MODEL:CIWZ/CZC/CJC3-160A,3 POLE 660V 160A. | Ea | 20 | 1300 | 26000 | 10 |  | 10 | 1346 | 26920
6 | 5209990115 | PRIMARY CIRCUIT PLUG SOCKET FEEDER INCOMING SIDE MOVING CONNECTOR,MODEL:CIWZ/CZC/CJC3-160A,4 POLE 660V 160A. | Ea | 10 | 1900 | 19000 | 13 |  | 13 | 1906 | 19060
7 | 5209990116 | PRIMARY CIRCUIT PLUG SOCKET FEEDER INCOMING SIDE MOVING CONNECTOR,MODEL:CIWZ/CZC/CJC3-125A,3 POLE 660V 125A. | Ea | 20 | 1300 | 26000 | 9 |  | 9 | 1318 | 26360
8 | 5209990117 | PRIMARY CIRCUIT PLUG SOCKET FEEDER INCOMING SIDE MOVING CONNECTOR,MODEL:CIWZ/CZC/CJC3-125A,4 POLE 660V 125A. | Ea | 10 | 1850 | 18500 | 10 |  | 10 | 1863 | 18630
9 | 5209990060 | GCS SWITCH CABINET CONNECTOR CONTACT,95 SQMM, LENGTH-800mm, MODEL:SYJ-95-250 | Ea | 20 | 2200 | 44000 | 23 |  | 23 | 2214 | 44280
10 | 5209990048 | GCS SWITCH CABINET CONNECTOR CONTACT,70 SQMM, LENGTH-800mm, MODEL:SYJ-70-200 | Ea | 20 | 1318 | 26360 | 15 |  | 15 | 1327 | 26540
11 | 5209990049 | GCS SWITCH CABINET CONNECTOR CONTACT,70 SQMM, LENGTH-500mm, MODEL:SYJ-70-200 | Ea | 20 | 930 | 18600 | 9 |  | 9 | 938 | 18760
12 | 5209990050 | GCS SWITCH CABINET CONNECTOR CONTACT,50 SQMM, LENGTH-800mm, MODEL:SYJ-50-160 | Ea | 20 | 1160 | 23200 | 12 |  | 12 | 1165 | 23300
13 | 5209990051 | GCS SWITCH CABINET CONNECTOR CONTACT,50 SQMM, LENGTH-500mm, MODEL:SYJ-50-160 | Ea | 20 | 830 | 16600 | 9 |  | 9 | 833 | 16660
14 | 5209990052 | GCS SWITCH CABINET CONNECTOR CONTACT,35 SQMM, LENGTH-800mm, MODEL:SYJ-35-125 | Ea | 20 | 1031 | 20620 | 11 |  | 11 | 1036 | 20720
15 | 5209990053 | GCS SWITCH CABINET CONNECTOR CONTACT,35 SQMM, LENGTH-500mm, MODEL:SYJ-35-125 | Ea | 30 | 710 | 21300 | 8 |  | 8 | 717 | 21510
16 | 5209990054 | GCS SWITCH CABINET CONNECTOR CONTACT,25 SQMM, LENGTH-800mm, MODEL:SYJ-25-100 | Ea | 20 | 800 | 16000 | 9 |  | 9 | 809 | 16180
17 | 5209990055 | GCS SWITCH CABINET CONNECTOR CONTACT,25 SQMM, LENGTH-500mm, MODEL:SYJ-25-100 | Ea | 30 | 550 | 16500 | 5 |  | 5 | 555 | 16650
18 | 5209990056 | GCS SWITCH CABINET CONNECTOR CONTACT,16 SQMM, LENGTH-800mm, MODEL:SYJ-16-63 | Ea | 20 | 660 | 13200 | 6 |  | 6 | 663 | 13260
19 | 5209990057 | GCS SWITCH CABINET CONNECTOR CONTACT,16 SQMM, LENGTH-500mm, MODEL:SYJ-16-63 | Ea | 30 | 470 | 14100 | 6 |  | 6 | 475 | 14250
20 | 5209990118 | SWITCH CABINET WITHDRAWABLE MODULE OPERATION HANDLE WITH MECHANISM(OFF,TEST,MOVE,ISOLATED) GCS/MNS LV SWITCHGEAR. | Ea | 20 | 500 | 10000 | 3.5 |  | 3.5 | 503 | 10060
21 | 5209990119 | SWITCH CABINET MAIN SWITCH OPERATION HANDLE 1B WITH MECHANISM(ON,TRIP,OFF,RESET) GCS/MNS LV SWITCHGEAR. | Ea | 20 | 500 | 10000 | 3.5 |  | 3.5 | 503 | 10060
22 | 5209990120 | SWITCH CABINET MAIN SWITCH OPERATION HANDLE 3B/5B WITH MECHANISM(ON,TRIP,OFF,RESET) GCS/MNS LV SWITCHGEAR. | Ea | 20 | 500 | 10000 | 3.5 |  | 3.5 | 503 | 10060
23 | 5209990121 | SWITCH CABINET MAIN SWITCH OPERATION HANDLE 4B WITH MECHANISM(ON,TRIP,OFF,RESET) GCS/MNS LV SWITCHGEAR. | Ea | 5 | 500 | 2500 | 3.5 |  | 3.5 | 503 | 2515
24 | 5209990122 | SWITCH CABINET WITHDRAWABLE MODULE SINGLE OPERATION HANDLE WITH MECHANISM(ON,OFF,TEST,MOVE,ISOLATED) GCS/MNS LV SWITCHGEAR | Ea | 20 | 500 | 10000 | 3.5 |  | 3.5 | 503 | 10060
25 | Subtotal |  |  |  |  | 454180 |  |  |  |  | 457860
26 | GST Rate 18% applicable against HSN: 8536 |  |  |  |  | 81752.4
27 | Grand Total on FOR Site Basis-INR |  |  |  |  | 535932.4
1. 2. 3. 4. 5. 6. 7. 8. 9. | Terms & Conditions Offer Basis FOR Plant Basis. Delivery Time: 11 to 13 weeks from date of receipt of confirm PO. G/Warranty: 12 months from date of DISPATCH - only for manufacturing defects Payment Terms: 100% along with taxes etc against PI, prior to delivery at site. Offer Validity: 31 days from date of offer. Any statutory changes in rate of tax etc will be applicable as on date of dispatch. Minimum Order Qty: N/A Standard packaging will be done for supply of above items. Our offer confirm for 100% fitment & interchangeability of offered products. In case of any discrepancy, we will replace items promptly for free of cost.

## PR- 21- 262
Sl. No. | Item Code | Part Name | UOM | Qty | Unit Rate INR | Sub Total INR | Remarks | Considered | Liyond | HTW | Target | LPO
1 | 5301000005 | VACCUM CIRCUIT BREAKER, RATED CURRENT= 3150A, ZN63-VS1-3150-40KA, AUX SUPPLY DC220V, 12KV, 50HZ, MODEL: VCB-ZN63-SHTS, DRAW OUT TYPE, MAKE:SHANGHAI HUA TONG SWITCHGEAR. | Ea | 1 | 437850 | 437850 | Distance between Phase to be confirmed | 4850 | 3400 | 3400 |  |  | 156704 | 0.35789
2 | 5301000006 | VACCUM CIRCUIT BREAKER, RATED CURRENT= 2000A, ZN63-VS1-2000-40KA,AUX SUPPLY DC220V, 12KV, 50HZ, MODEL: VCB-ZN63-SHTS, RATED OPERATING SEQUENCE:O-180s-CO-180s-CO, DRAW OUT TYPE: MAKE:SHANGHAI HUA TONG SWITCHGEAR. | Ea | 1 | 325000 | 325000 | Distance between Phase to be confirmed | 4420 | 3400 | 2700 |  |  | 0 | 0
3 | 5209000242 | CLOSING COIL DC220V FOR ZN63(VS1)-12KV-2000A VCB (COIL RESISTANCE:210 Ohm) | Ea | 10 | 1296 | 12960 | Size to be confirmed as per trailing email | 12 |  | 10 |  |  | -54 | -0.041667
4 | 5301000001 | CLOSING COIL DC220V FOR ZN63(VS1)-12KV 1250A VCB (COIL RESISTANCE:160 Ohm) | Ea | 10 | 1296 | 12960 | Size to be confirmed as per trailing email | 12 |  | 10 |  |  | -323704 | -249.7716
5 | 5301000020 | BREAKER AUXILIARY SWITCH F10-16-II/W2 FOR VCB ZN63-VS1-12KV, CONTACTS:8NO+8NC, AUX.SUPPLY-220VDC,20A, VCB MAKE:SHANGHAI HUATONG SWITCHGEAR. | Ea | 5 | 900 | 4500 | Number of NO & NC to be confirmed | 9 |  | 5 |  |  | -324100 | -360.1111
6 | 5301000021 | BREAKER AUXILIARY SWITCH CONTACTS FK10-II-50 FOR VCB ZN63-VS1-12KV, CONTACTS:5NO, AUX.SUPPLY-220VDC,10A, VCB MAKE:SHANGHAI HUATONG SWITCHGEAR. | Ea | 5 | 800 | 4000 | Number of NO & NC to be confirmed | 8 |  | 5 |  |  | -324200 | -405.25
7 | 5301000022 | VCB CHASSIS FOR ZN63(VS1) VCB 12KV, 800MM WIDTH CUBICLE, TYPE:DPC-4/4A-800, 652MM, 682MM SIZE, VCB MODEL:VCB-ZN63-SHTS, DRAWOUT TYPE, MAKE:SHANGHAI HUATONG SWITCHGEAR. | Ea | 2 | 8000 | 16000 | Lock Type to confirmed | 100 |  | 70 |  |  | -317000 | -39.625
8 | 5301000023 | VCB CHASSIS FOR ZN63(VS1) VCB 12KV, 1000MM WIDTH CUBICLE, TYPE:DPC-4/4A-1000, 852MM, 882MM SIZE, VCB MODEL:VCB-ZN63-SHTS, DRAWOUT TYPE, MAKE:SHANGHAI HUATONG SWITCHGEAR. | Ea | 1 | 10000 | 10000 | Lock Type to confirmed | 120 |  | 80 |  |  | -315000 | -31.5
9 | 5301000024 | SPRING CHARGING MOTOR FOR VCB,VCB TYPE: ZN63(VS1),FREQUENCY:50HZ,VOLTAGE:12KV,CAPACITY:2000AMPS,SPRING CHARGE MOTOR VOLTAGE:DC 240V,MODEL:HDZ-20900A,1.0A,90W, 25RPM,S2-1MIN. | Ea | 2 | 5250 | 10500 |  | 100 |  | 38 |  |  | -319750 | -60.9048
10 | 5301000025 | SPRING CHARGING MOTOR FOR VCB,VCB TYPE:ZN63(VS1),FREQUENCY:50HZ,VOLTAGE:12KV,CAPACITY:1250AMPS,SPRING CHARGE MOTOR VOLTAGE:DC 240V,MODEL:ZYJ220-66-106,0.7A,70W,17RPM,S2-1MIN. | Ea | 3 | 5250 | 15750 |  | 50 |  | 38 |  |  | -319750 | -60.9048
11 | 5301000028 | INSULATING PULLING ROD FOR VCB POLE SUITABLE FOR 1250A VCB TYPE:ZN63-VS1-12KV. | Ea | 6 | 1800 | 10800 | Dimensions to be confirmed | 120 |  | 12 |  |  | -323200 | -179.5556
12 | 5301000029 | ANTI PUMPING DEVICE FOR ZN63-VS1-12KV WITHDRAWABLE VCB OF 1250A VCB, AUX. SUPPLY:220V DC, VCB MAKE:SHANGHAI HUATONG SWITCHGEAR. | Ea | 10 | 2000 | 20000 |  | 100 |  | 18 |  |  | -323000 | -161.5
13 | 5301000030 | ANTI PUMPING DEVICE FOR ZN63-VS1-12KV VCB OF 2000A VCB, AUX.SUPPLY:220V DC, VCB MAKE:SHANGHAI HUATONG SWITCHGEAR. | Ea | 5 | 1800 | 9000 |  | 100 |  | 18 |  |  | -323200 | -179.5556
15 | Subtotal |  |  |  |  | 889320 |  | 76679.6
16 | GST Rate 18% applicable against HSN: 8536 |  |  |  |  | 160077.6
17 | Grand Total on FOR Site Basis-INR |  |  |  |  | 1049397.6
1. 2. 3. 4. 5. 6. 7. 8. 9. | Terms & Conditions Offer Basis FOR Plant Basis. Delivery Time: 11 to 13 weeks from date of receipt of confirm PO. G/Warranty: 12 months from date of DISPATCH - only for manufacturing defects Payment Terms: 100% along with taxes etc against PI, prior to delivery at site. Offer Validity: 31 days from date of offer. Any statutory changes in rate of tax etc will be applicable as on date of dispatch. Minimum Order Qty: N/A Standard packaging will be done for supply of above items. Our offer confirm for 100% fitment & interchangeability of offered products. In case of any discrepancy, we will replace items promptly for free of cost.

## Oil Seal Saumitra
Sl. No. | Item Code | Part Name | UOM | Qty | Unit Rate INR | Sub Total INR | Considered | Gina | Anne | SR Trader
1 | 604000101 | OIL SEAL,SIZE: 315 X 365 X 20, TYPE: C | Ea | 24 | 9044 | 217056 | 85 | 80
2 | 3003000093 | OIL SEAL SLEEVE (SHAFT SLEEVING FOR ROLLER ), FOR COAL MILL ZGM 95N | Ea | 18 | 10640 | 191520 | 100 | 96.6667
3 | Subtotal |  |  |  |  | 408576
4 | GST Rate 18% applicable against HSN: 8536 |  |  |  |  | 73543.68
5 | Grand Total on FOR Site Basis-INR |  |  |  |  | 482119.68
1. 2. 3. 4. 5. 6. 7. 8. 9. | Terms & Conditions Offer Basis FOR Plant Basis. Delivery Time: 11 to 13 weeks from date of receipt of confirm PO. G/Warranty: 12 months from date of DISPATCH - only for manufacturing defects Payment Terms: 100% along with taxes etc against PI, prior to delivery at site. Offer Validity: 31 days from date of offer. Any statutory changes in rate of tax etc will be applicable as on date of dispatch. Minimum Order Qty: N/A Standard packaging will be done for supply of above items. Our offer confirm for 100% fitment & interchangeability of offered products. In case of any discrepancy, we will replace items promptly for free of cost.

## Roller Assy
Sl. No. | Item Code | Part Name | UOM | Qty | Unit Rate INR | Sub Total INR | Considered | Gina | Anne | SR Trader
1 | 3003000015 | GRINDING ROLLER ASSEMBLY FOR COAL MILL TYPE ZGM 95N Make BPEG ( Without Roller Tyre (Sleeve) | Set | 3 | 3404800 | 10214400 | 32000 |  | 31400
3 | Subtotal |  |  |  |  | 10214400
4 | GST Rate 18% applicable against HSN: 8536 |  |  |  |  | 1838592
5 | Grand Total on FOR Site Basis-INR |  |  |  |  | 12052992
1. 2. 3. 4. 5. 6. 7. 8. 9. | Terms & Conditions Offer Basis FOR Plant Basis. Delivery Time: 18 weeks from date of receipt of confirm PO. G/Warranty: 12 months from date of DISPATCH - only for manufacturing defects Payment Terms: 100% along with taxes etc against PI, prior to delivery at site. Offer Validity: 31 days from date of offer. Any statutory changes in rate of tax etc will be applicable as on date of dispatch. Minimum Order Qty: N/A Standard packaging will be done for supply of above items. Our offer confirm for 100% fitment & interchangeability of offered products. In case of any discrepancy, we will replace items promptly for free of cost.

## PR- 21- 264
Sl. No. | Item Code | Part Name | UOM | Qty | Unit Rate INR | Sub Total INR | Remarks | Considered | Gina | Anne | Self
1 | 5702000043 | COOLING BLOWER FOR DRY TYPE TRANSFORMER, TYPE:GFDD 470-155, 1-PHASE,240V AC 50HZ, 1400RPM, POWER:80W, AIR FLOW:1000M3/HR, SIDE BLOWING. | Ea | 4 | 12960 | 51840 |  | 120 | 66.6667
2 | 5702000044 | COOLING BLOWER FOR DRY TYPE TRANSFORMER, TYPE:GFD(S) 470-110, 1-PHASE,240V AC 50HZ, POWER:40W, AIR FLOW:570M3/HR, SIDE BLOWING. | Ea | 12 | 11880 | 142560 |  | 110 | 55
3 | 5702000045 | COOLING BLOWER FOR DRY TYPE TRANSFORMER, TYPE:GFD(S) 365-110, 1-PHASE,240V AC 50HZ, 1400RPM, POWER:40W, AIR FLOW:500M3/HR, SIDE BLOWING. | Ea | 12 | 11340 | 136080 |  | 105 | 50
4 | 5403000054 | INSULATOR, FOR GENERATOR BUS H=220MM W-NZ-1-19 | Ea | 20 | 0 | 0 | Need item pic
5 | 5702000004 | TEMPERATURE CONTROLLER JYZ-60x50 FOR DRY TYPE TRANSFORMER | Ea | 2 | 0 | 0 | Need item pic
6 | 5201020006 | TEMPERATURE CONTROLLER MODEL NO. BWDK-2608B INPUT POWER SUPPLY: 230-250 VAC TEMPERATURE MEASUREMENT RANGE: 0-200 DEG C DIMENSION: 260X200X80 MM(MICRO COMPUTER CONTROLLER FOR DRY TYPE TRANSFORMER) | Ea | 2 | 86400 | 172800 |  | 800 | 163.3333
7 | Subtotal |  |  |  |  | 503280
8 | GST Rate 18% applicable against HSN: 8536 |  |  |  |  | 90590.4
9 | Grand Total on FOR Site Basis-INR |  |  |  |  | 593870.4
1. 2. 3. 4. 5. 6. 7. 8. 9. | Terms & Conditions Offer Basis FOR Plant Basis. Delivery Time: 11 to 13 weeks from date of receipt of confirm PO. G/Warranty: 12 months from date of DISPATCH - only for manufacturing defects Payment Terms: 100% along with taxes etc against PI, prior to delivery at site. Offer Validity: 31 days from date of offer. Any statutory changes in rate of tax etc will be applicable as on date of dispatch. Minimum Order Qty: N/A Standard packaging will be done for supply of above items. Our offer confirm for 100% fitment & interchangeability of offered products. In case of any discrepancy, we will replace items promptly for free of cost.

## PR- 21- 263
Sl. No. | Item Code | Part Name | UOM | Qty | Unit Rate INR | Sub Total INR | Remarks | Considered | Liyond | Emma | SR Trader
1 | 5308000019 | COK CARD FOR MFC2000-2 HIGH SPEED BUS POWER SUPPLY TRANSFER RELAY-WISCOM ELECTRICAL CO.,LTD. MODEL:MFC2000-2 COK-V103. TYPE:YTM-90103-02 | Ea | 1 | Regret | 0 | Obsolete & no replacement
2 | 5308000042 | I/O CARD FOR MFC2000-2 HIGH SPEED BUS POWER SUPPLY TRANSFER RELAY-WISCOM ELECTRICAL CO.,LTD. MODEL:MFC2000-2 COK-V103. TYPE:YTM-90103-02 | Ea | 1 | Regret | 0 | Obsolete & no replacement
3 | 5207000018 | POWER CARD FOR STAND BY SWITCHING POWER RELAY AUTO BACK UP POWER SWITCHING DEVICE MODEL DCAP 3232 DCP400-DY1-301-V103-2003/7/18-WISCOM,EMDCP-303 | Ea | 2 | Regret | 0 | Obsolete & no replacement
4 | 5305000010 | STAND BY SWITCHING POWER RELAY AUTO BACK UP POWER SWITCHING DEVICE MODEL DCAP 3232 | Ea | 1 | 0 | 0
5 | 6003990004 | POWER CARD - JZ8 065 010 220V DC INTELLIGENT MONITOR EQUIPMENT | Ea | 1 | Refer below | 0 | Refer next item
6 | 6003990001 | DISPLAY CARD - DMF50081 FOR 220V DC INTELLIGENT MONITOR EQUIPMENT | Set | 2 | 291600 | 583200 | Power card & display card together as 1 set | 2700 |  | 2600
7 | 6002000008 | TOTAL CONNECT BOARD OF INTELLIGENCE MONITOR, JZ-S1B-11 FOR 220V DC BATTERY CHARGER | Ea | 2 | 291600 | 583200 |  | 2700 |  | 2600
8 | 5002990026 | PHASE LOSS PROTECTION MODULE MODEL:WK-2 CN0504 FOR DL ACTUATOR OF DZW SERIES. | Ea | 10 | 19440 | 194400 |  | 180 | Yoyocart | 1750
9 | 3009000036 | ELECTRONIC CARD ATC 20A -ZK FOR ESP MAKE FUJIAN LONGKING LTD CHINA | Ea | 1 | 108000 | 108000 |  | 1000 |  | 690
10 | Subtotal |  |  |  |  | 1468800
11 | GST Rate 18% applicable against HSN: 8536 |  |  |  |  | 264384
12 | Grand Total on FOR Site Basis-INR |  |  |  |  | 1733184
1. 2. 3. 4. 5. 6. 7. 8. 9. | Terms & Conditions Offer Basis FOR Plant Basis. Delivery Time: 11 to 13 weeks from date of receipt of confirm PO. G/Warranty: 12 months from date of DISPATCH - only for manufacturing defects Payment Terms: 100% along with taxes etc against PI, prior to delivery at site. Offer Validity: 31 days from date of offer. Any statutory changes in rate of tax etc will be applicable as on date of dispatch. Minimum Order Qty: N/A Standard packaging will be done for supply of above items. Our offer confirm for 100% fitment & interchangeability of offered products. In case of any discrepancy, we will replace items promptly for free of cost.

## 21 280 & 20 268
Sl. No. | Item Code | Part Name | UOM | Qty | Unit Rate INR | Sub Total INR | Remarks | Considered | Liyond | Anne | SR Trader
1 | 7304000097 | SOV FOR LIFTING VALVE 5/2 WAY, PRESSURE: 0.1 to 1MPA, SINGLE COIL 24 VDC, EQUIVALENT TO MAKE :FANGDA, MODEL : Q25DC-L15 Cylinder Model-10A__FA160B600A6 | Ea | 20 | 3456 | 69120 |  | 32 |  | 25
2 | 7304000096 | SOV FOR BYPASS VALVE 5/2 WAY, PRESSURE: 0.15 to 0.8MPA, SINGLE COIL 24 VDC, EQUIVALENT TO MAKE :FANGDA, MODEL : DQK-1442 Cylinder Model-10A-2 fa250B700 | Ea | 6 | 4860 | 29160 |  | 45 |  | 38
3 | Subtotal |  |  |  |  | 98280
4 | GST Rate 18% applicable against HSN: 8536 |  |  |  |  | 17690.4
5 | Grand Total on FOR Site Basis-INR |  |  |  |  | 115970.4
1. 2. 3. 4. 5. 6. 7. 8. 9. | Terms & Conditions Offer Basis FOR Plant Basis. Delivery Time: 11 to 13 weeks from date of receipt of confirm PO. G/Warranty: 12 months from date of DISPATCH - only for manufacturing defects Payment Terms: 100% along with taxes etc against PI, prior to delivery at site. Offer Validity: 31 days from date of offer. Any statutory changes in rate of tax etc will be applicable as on date of dispatch. Minimum Order Qty: N/A Standard packaging will be done for supply of above items. Our offer confirm for 100% fitment & interchangeability of offered products. In case of any discrepancy, we will replace items promptly for free of cost.

## Plough
Sl. No. | Item Code | Part Name | UOM | Qty | Unit Rate INR | Sub Total INR | Remarks | Considered | Anne | Gina
1 | 3403000104 | PLOUGH FEEDER MOTOR ACTUATOR, MODEL-DTZA-1000-50, POWER-1.5 KW, THRUST-10KN, TRAVEL-50CM,SPEED-42mm/s, MOTOR DRIVEN-PUSH ROD | Ea | 8 | 63720 | 509760 |  | 590 | 1395 | 491.6667
2 | Subtotal |  |  |  |  | 509760
3 | GST Rate 18% applicable against HSN: 8501 |  |  |  |  | 91756.8
4 | Grand Total on FOR Site Basis-INR |  |  |  |  | 601516.8
1. 2. 3. 4. 5. 6. 7. 8. 9. | Terms & Conditions Offer Basis FOR Plant Basis. Delivery Time: 11 to 13 weeks from date of receipt of confirm PO. G/Warranty: 12 months from date of DISPATCH - only for manufacturing defects Payment Terms: 100% along with taxes etc against PI, prior to delivery at site. Offer Validity: 31 days from date of offer. Any statutory changes in rate of tax etc will be applicable as on date of dispatch. Minimum Order Qty: N/A Standard packaging will be done for supply of above items. Our offer confirm for 100% fitment & interchangeability of offered products. In case of any discrepancy, we will replace items promptly for free of cost.

## Siemens Load cell
Sl. No. | Item Code | Part Name | UOM | Qty | Unit Rate INR | Sub Total INR | Remarks | Considered | Anne | Gina
1 | 3004000002 | LOAD CELL FOR COAL FLOW SIWAREX R LOAD CELL SERIES BB Bellows sensor replacement model:7MH5106-3AD01 MAKE SIEMENS | Ea | 2 | 37800 | 75600 |  | 350 | 290
2 | Subtotal |  |  |  |  | 75600
3 | GST Rate 18% applicable against HSN: 9031 |  |  |  |  | 13608
4 | Grand Total on FOR Site Basis-INR |  |  |  |  | 89208
1. 2. 3. 4. 5. 6. 7. 8. 9. | Terms & Conditions Offer Basis FOR Plant Basis. Delivery Time: 11 to 13 weeks from date of receipt of confirm PO. G/Warranty: 12 months from date of DISPATCH - only for manufacturing defects Payment Terms: 100% along with taxes etc against PI, prior to delivery at site. Offer Validity: 31 days from date of offer. Any statutory changes in rate of tax etc will be applicable as on date of dispatch. Minimum Order Qty: N/A Standard packaging will be done for supply of above items. Our offer confirm for 100% fitment & interchangeability of offered products. In case of any discrepancy, we will replace items promptly for free of cost.

## 372
Sl. No. | Item Code | Part Name | UOM | Qty | Unit Rate INR | Sub Total INR | Remarks | Considered | Anne | India
1 | 7311000028 | TISSIN MAKE PNEUMATIC POSITIONER WITH LINK FOR LINEAR APPLICATION TISSIN MAKE SMART ELECTROPENUMATIC POSITIONER MODEL-TS800RN3S10 ACTING TYPE- LINEAR EXPLOSION PROOF TYPE - NON-EXPLOSION PROOF CONDUIT ENTRY - NPT1/2 AIR CONNECTION - NPT1/4 LEVER-10-80MM AMBIENT TEMP.- ( -30 ) TO 85 DEG.C COMMUNICATION - 4-20 mA POSITIONER TRANSMITTER LIMIT SWITCH-NONE WITH SUITABLE GAUGE & LINK | Ea | 70 | 55120 | 3858400 |  | 530 | 530 | 56000
2 | Subtotal |  |  |  |  | 3858400
3 | GST Rate 18% applicable against HSN: 9031 |  |  |  |  | 694512
4 | Grand Total on FOR Site Basis-INR |  |  |  |  | 4552912
1. 2. 3. 4. 5. 6. 7. 8. 9. | Terms & Conditions Offer Basis FOR Plant Basis. Delivery Time: 11 to 13 weeks from date of receipt of confirm PO. G/Warranty: 12 months from date of DISPATCH - only for manufacturing defects Payment Terms: 100% along with taxes etc against PI, prior to delivery at site. Offer Validity: 31 days from date of offer. Any statutory changes in rate of tax etc will be applicable as on date of dispatch. Minimum Order Qty: N/A Standard packaging will be done for supply of above items. Our offer confirm for 100% fitment & interchangeability of offered products. In case of any discrepancy, we will replace items promptly for free of cost.

## Epro
Sl. No. | Item Code | Part Name | UOM | Qty | Unit Rate INR | Sub Total INR | Remarks | Considered | Anne | India
1 | 7309000025 | SHAFT VIBRATION PROBE (5 Mtr cable)WITH CONVERTER, MODEL-PR6423/010-110, MEASURING RANGE -1 TO 1 MM,FREQUENCY RANGE 012KHZ, SENSITIVITY 8V/MM,TEMP RANGE- 0 TO 180 DEGREE, NC CODE 9200-00079N | Ea | 10 | 150800 | 1508000 |  | 1450 | 1350 | 56000
2 | 7309000027 | SHAFT POSITION PROBE(5 Mtr cable)WITH CONVERTER MAKE - EPRO MODEL- PR6424/010-000 MEASURING RANGE - +/-2.0 MM,FREQUENCY RANGE:012 KHZ,SENSITIVITY:4 V/MM,TEMPERATURE RANGE:180DEG, NC9200-03014 | Ea | 3 | 265200 | 795600 |  | 2550 | 2450 | 56000
3 | Subtotal |  |  |  |  | 2303600
4 | GST Rate 18% applicable against HSN: 9031 |  |  |  |  | 414648
5 | Grand Total on FOR Site Basis-INR |  |  |  |  | 2718248
1. 2. 3. 4. 5. 6. 7. 8. 9. | Terms & Conditions Offer Basis FOR Plant Basis. Delivery Time: Item 1 in 11 to 13 & item 2 in 20-24 weeks from date of receipt of confirm PO. G/Warranty: 12 months from date of DISPATCH - only for manufacturing defects Payment Terms: 100% along with taxes etc against PI, prior to delivery at site. Offer Validity: 31 days from date of offer. Any statutory changes in rate of tax etc will be applicable as on date of dispatch. Minimum Order Qty: N/A Standard packaging will be done for supply of above items. Our offer confirm for 100% fitment & interchangeability of offered products. In case of any discrepancy, we will replace items promptly for free of cost.

## 282
Sl. No. | Item Code | Part Name | UOM | Qty | Unit Rate INR | Sub Total INR | Remarks | Considered | Emma | India
1 | 7201000006 | SERVO VALVE MAKE-MOOG MODEL: J761-003 TYPE S63JOGA4VPL, | Ea | 10 | 244720 | 2447200 |  | 2300 | 2200
2 | 7201000017 | CONNECTOR PART NO 49054FI4S2S SUITABLE FOR MOOG VALVE MODEL J761-003A | Ea | 10 | 3192 | 31920 |  | 30 | 26.5
3 | Subtotal |  |  |  |  | 2479120
4 | GST Rate 18% applicable against HSN: 9031 |  |  |  |  | 446241.6
5 | Grand Total on FOR Site Basis-INR |  |  |  |  | 2925361.6
1. 2. 3. 4. 5. 6. 7. 8. 9. | Terms & Conditions Offer Basis FOR Plant Basis. Delivery Time:8 to 12 weeks from date of receipt of confirm PO. G/Warranty: 12 months from date of DISPATCH - only for manufacturing defects Payment Terms: 100% along with taxes etc against PI, prior to delivery at site. Offer Validity: 31 days from date of offer. Any statutory changes in rate of tax etc will be applicable as on date of dispatch. Minimum Order Qty: N/A Standard packaging will be done for supply of above items. Our offer confirm for 100% fitment & interchangeability of offered products. In case of any discrepancy, we will replace items promptly for free of cost.

## 222
Sl. No. | Item Code | Part Name | UOM | Qty | Unit Rate INR | Sub Total INR | Remarks | Considered | Anne | India
1 | 5401000006 | CARBON BRUSH, 25 X 32 X100 D-172 FOR GENERATOR W-HD-1-06 CARBON BRUSH FOR STEAM TURBINE GENERATOR EXCITATION CURRENT, SIZE:25x32x100MM, BRUSH GRADE:NCC634, RATED CURRENT DENSITY:12.6A/cm2, MAKE:MORGAN | Ea | 100 | 3724 | 372400 |  | 35 | 33
2 | Subtotal |  |  |  |  | 372400
3 | GST Rate 18% applicable against HSN: 9031 |  |  |  |  | 67032
4 | Grand Total on FOR Site Basis-INR |  |  |  |  | 439432
1. 2. 3. 4. 5. 6. 7. 8. 9. | Terms & Conditions Offer Basis FOR Plant Basis. Delivery Time:8 to 12 weeks from date of receipt of confirm PO. G/Warranty: 12 months from date of DISPATCH - only for manufacturing defects Payment Terms: 100% along with taxes etc against PI, prior to delivery at site. Offer Validity: 31 days from date of offer. Any statutory changes in rate of tax etc will be applicable as on date of dispatch. Minimum Order Qty: N/A Standard packaging will be done for supply of above items. Our offer confirm for 100% fitment & interchangeability of offered products. In case of any discrepancy, we will replace items promptly for free of cost.

## VSLP 028
Sl. No. | Item Code | Part Name | UOM | Qty | Unit Rate INR | GST !8% | Sub Total INR | Considered | Jane | India
1 | NA | TM0180-08-00-07-10-02 | Ea | 2 | 29792 | 5362.56 | 70309.12 | 280 | 250
2 | NA | TM0181-040-01 | Ea | 2 | 22344 | 4021.92 | 52731.84 | 210 | 188
3 | NA | DTM10-A0-B0-E00-M1-S0 | Ea | 2 | 90440 | 16279.2 | 213438.4 | 850 | 806
4 | NA | TM0180-07-00-05-50-02 | Ea | 0 | 37240 | 6703.2 | 0 | 350 | 327
5 | NA | TM0182-A50-B00-C00 | Ea | 0 | 40432 | 7277.76 | 0 | 380 | 351
6 | NA | DM504-00-00 | Ea | 0 | 111720 | 20109.6 | 0 | 1050 | 1013
7 | Subtotal | [5 empty] | 336479.36
1. 2. 3. 4. 5. 6. 7. 8. 9. | Terms & Conditions Offer Basis FOR Plant Basis. Delivery Time:8 to 12 weeks from date of receipt of confirm PO. G/Warranty: 12 months from date of DISPATCH - only for manufacturing defects Payment Terms: 100% along with taxes etc against PI, prior to delivery at site. Offer Validity: 31 days from date of offer. Any statutory changes in rate of tax etc will be applicable as on date of dispatch. Minimum Order Qty: N/A Standard packaging will be done for supply of above items. Our offer confirm for 100% fitment & interchangeability of offered products. In case of any discrepancy, we will replace items promptly for free of cost.

## 269-2
Sl. No. | Item Code | Part Name | UOM | Qty | Unit Rate INR | Sub Total INR | Remarks | Considered | Emma | India
1 | 5307000018 | DIGITAL GENERATOR TRANSFORMER PROTECTION, TYPE: DGT801B AUXILIARY SUPPLY: 220V DC | Ea | 1 | 1330000 | 1330000 |  | 12500 | 12500
2 | 5401000009 | CPU-C CARD (Latest Version) FOR DGT801B GENERATOR TRANSFORME PROTECTION RELAY MAKE: GUODIAN NANJING AUTO MATION CO. LTD, MODEL- LY2K6202 ALONG WITH SOM-4450 REV.A1 AND COMPATIBLE RAM OF MINIMUM 128MB CAPACI TY FOR SOM-4450 REV. A1 | Ea | 2 | 297920 | 595840 |  | 2800 | 2750
3 | Subtotal |  |  |  |  | 1925840
4 | GST Rate 18% applicable against HSN: 9031 |  |  |  |  | 346651.2
5 | Grand Total on FOR Site Basis-INR |  |  |  |  | 2272491.2
1. 2. 3. 4. 5. 6. 7. 8. 9. | Terms & Conditions Offer Basis FOR Plant Basis. Delivery Time:8 to 12 weeks from date of receipt of confirm PO. G/Warranty: 12 months from date of DISPATCH - only for manufacturing defects Payment Terms: 100% along with taxes etc against PI, prior to delivery at site. Offer Validity: 31 days from date of offer. Any statutory changes in rate of tax etc will be applicable as on date of dispatch. Minimum Order Qty: N/A Standard packaging will be done for supply of above items. Our offer confirm for 100% fitment & interchangeability of offered products. In case of any discrepancy, we will replace items promptly for free of cost.

## 278
Sl. No. | Item Code | Part Name | UOM | Qty | Unit Rate INR | Sub Total INR | Remarks | Considered | Anne | India
1 | 7307000118 | SIEMENS MILLTRONICS BW500/SF500 KEYPAD SPARE, PART NO:7MH7723-1CS | Ea | 1 | 31920 | 31920 |  | 300 | 250
2 | 7307000133 | SIEMENS MILLTRONICS BW500 INTEGRATOR FOR COAL FEEDER Upgrade Mode 7MH7152-2BA00-2AA | Ea | 3 | 500080 | 1500240 |  | 4700 | 4700
3 | Subtotal |  |  |  |  | 1532160
4 | GST Rate 18% applicable against HSN: 9031 |  |  |  |  | 275788.8
5 | Grand Total on FOR Site Basis-INR |  |  |  |  | 1807948.8
1. 2. 3. 4. 5. 6. 7. 8. 9. | Terms & Conditions Offer Basis FOR Plant Basis. Delivery Time:8 to 12 weeks from date of receipt of confirm PO. G/Warranty: 12 months from date of DISPATCH - only for manufacturing defects Payment Terms: 100% along with taxes etc against PI, prior to delivery at site. Offer Validity: 31 days from date of offer. Any statutory changes in rate of tax etc will be applicable as on date of dispatch. Minimum Order Qty: N/A Standard packaging will be done for supply of above items. Our offer confirm for 100% fitment & interchangeability of offered products. In case of any discrepancy, we will replace items promptly for free of cost.

## SWPL Indicator
Sl. No. | Item Code | Part Name | UOM | Qty | Unit Rate INR | Sub Total INR | Remarks | Considered | Anne | Emma
1 | 7310000034 | Electrode Water Level Gauge, Model No. DQS-76, 19 Points (+250 to - 250 ) | Ea | 2 | 138320 | 276640 |  | 1300 | 1500 | 1300
2 | Subtotal |  |  |  |  | 276640
3 | GST Rate 18% applicable against HSN: 8402 |  |  |  |  | 49795.2
4 | Grand Total on FOR Site Basis-INR |  |  |  |  | 326435.2
1. 2. 3. 4. 5. 6. 7. 8. 9. | Terms & Conditions Offer Basis FOR Plant Basis. Delivery Time:8 to 12 weeks from date of receipt of confirm PO. G/Warranty: 12 months from date of DISPATCH - only for manufacturing defects Payment Terms: 100% along with taxes etc against PI, prior to delivery at site. Offer Validity: 31 days from date of offer. Any statutory changes in rate of tax etc will be applicable as on date of dispatch. Minimum Order Qty: N/A Standard packaging will be done for supply of above items. Our offer confirm for 100% fitment & interchangeability of offered products. In case of any discrepancy, we will replace items promptly for free of cost.

## VSLP 118
Sl. No. | Item Code | Part Name | UOM | Qty | Unit Rate INR | GST !8% | Sub Total INR | Considered | Anne | India
1 | NA | Conductivity Analyzer, Model No:HK-338, Make: Huakeyi Measure range: (0.00?200.0) μS/cm, Power supply: AC (85?265）V, Output current:(4?20) Ma, | Ea | 2 | 156000 | 28080 | 368160 | 1500 | 1500
2 | Subtotal | [5 empty] | 368160
1. 2. 3. 4. 5. 6. 7. 8. 9. | Terms & Conditions Offer Basis FOR Plant Basis. Delivery Time:8 to 12 weeks from date of receipt of confirm PO. G/Warranty: 12 months from date of DISPATCH - only for manufacturing defects Payment Terms: 100% along with taxes etc against PI, prior to delivery at site. Offer Validity: 31 days from date of offer. Any statutory changes in rate of tax etc will be applicable as on date of dispatch. Minimum Order Qty: N/A Standard packaging will be done for supply of above items. Our offer confirm for 100% fitment & interchangeability of offered products. In case of any discrepancy, we will replace items promptly for free of cost.

## Torque card
Sl. No. | Item Code | Part Name | UOM | Qty | Unit Rate INR | GST !8% | Sub Total INR | Considered | Anne | India
1 | NA | Torque card. CHANGZHOU SCHNEIDER ACTUATOR, OPERATION :INCHING TYPE, TYPE: SND-Z60-18S, SPEED :18R/MIN, TORQUE: 600N-M, POWER SUPPLY: 415V, 50HZ,3PH, IP68, MOTOR POWER :1.1KW,4A,4POLES, DUTY:S2-15, SERIAL NO:73148, Torque : 60 Kg. | Ea | 1 | 31200 | 5616 | 36816 | 300 | 260
2 | Subtotal | [5 empty] | 36816
1. 2. 3. 4. 5. 6. 7. 8. 9. | Terms & Conditions Offer Basis FOR Plant Basis. Delivery Time:8 to 12 weeks from date of receipt of confirm PO. G/Warranty: 12 months from date of DISPATCH - only for manufacturing defects Payment Terms: 100% along with taxes etc against PI, prior to delivery at site. Offer Validity: 31 days from date of offer. Any statutory changes in rate of tax etc will be applicable as on date of dispatch. Minimum Order Qty: N/A Standard packaging will be done for supply of above items. Our offer confirm for 100% fitment & interchangeability of offered products. In case of any discrepancy, we will replace items promptly for free of cost.

## SCR Firing
Sl. No. | Item Code | Part Name | UOM | Qty | Unit Rate INR | GST !8% | Sub Total INR | Considered | Anne | India
1 | NA | SCR Firing card For UPS Model No. 3S ID:7700-1501-1401. UPS Make – Protek, USA. S.No.07099042 I/P – 415/240V, 3pP4W, 50hZ. O/P – 240V, 1P2W, 20HZ. | Ea | 1 | 124800 | 22464 | 147264 | 1200 | 1100
2 | Subtotal | [5 empty] | 147264
1. 2. 3. 4. 5. 6. 7. 8. 9. | Terms & Conditions Offer Basis FOR Plant Basis. Delivery Time:8 to 12 weeks from date of receipt of confirm PO. G/Warranty: 12 months from date of DISPATCH - only for manufacturing defects Payment Terms: 100% along with taxes etc against PI, prior to delivery at site. Offer Validity: 31 days from date of offer. Any statutory changes in rate of tax etc will be applicable as on date of dispatch. Minimum Order Qty: N/A Standard packaging will be done for supply of above items. Our offer confirm for 100% fitment & interchangeability of offered products. In case of any discrepancy, we will replace items promptly for free of cost.

## PR 22 32
Sl. No. | Item Code | Part Name | UOM | Qty | Unit Rate INR | GST !8% | Sub Total INR | Considered | Anne | India
1 | 5209000183 | POWER CURRENT COLLECTOR, PART NO JD-6-25 FOR AHP CONCENTRATOR | Ea | 4 | 6552 | 1179.36 | 30925.44 | 63 | 43
2 | Subtotal | [5 empty] | 30925.44
1. 2. 3. 4. 5. 6. 7. 8. 9. | Terms & Conditions Offer Basis FOR Plant Basis. Delivery Time:8 to 12 weeks from date of receipt of confirm PO. G/Warranty: 12 months from date of DISPATCH - only for manufacturing defects Payment Terms: 100% along with taxes etc against PI, prior to delivery at site. Offer Validity: 31 days from date of offer. Any statutory changes in rate of tax etc will be applicable as on date of dispatch. Minimum Order Qty: N/A Standard packaging will be done for supply of above items. Our offer confirm for 100% fitment & interchangeability of offered products. In case of any discrepancy, we will replace items promptly for free of cost.

## PR 22 58 11
Sl. No. | PR No | Item Code | Part Name | UOM | Qty | Unit Rate INR | GST 18% | Sub Total INR | Considered | Anne | India
1 | PR/22/58 | 3009000036 | ELECTRONIC CARD ATC 20A -ZK FOR ESP MAKE FUJIAN LONGKING LTD CHINA | Ea | 2 | 109060 | 19630.8 | 257381.6 | 1000 | 695
2 | PR/22/58 | 5101000005 | CONTROL UNIT FOR ACTUATOR TYPE:DMC 59 PART NUMBER: 256516, MAKE:DREHMO | Ea | 5 | Installed Item Pic required | 0 | 0
3 | PR/22/58 | 5101000006 | CONTROL UNIT FOR ACTUATOR TYPE:DMC 59 PART NUMBER: 256519, MAKE:DREHMO | Ea | 5 | Installed Item Pic required | 0 | 0
4 | PR/22/58 | 5101000007 | CONTROL UNIT FOR ACTUATOR TYPE:DMC 59 PART NUMBER: 257285, MAKE:DREHMO | Ea | 5 | Installed Item Pic required | 0 | 0
5 | PR/22/58 | 5101000008 | CONTROL UNIT FOR ACTUATOR TYPE:DMC 120 PART NUMBER: 256516, MAKE:DREHMO | Ea | 5 | Installed Item Pic required | 0 | 0
6 | PR/22/58 | 5101000009 | CONTROL UNIT FOR ACTUATOR TYPE:DMC 249 PART NUMBER: 256516, MAKE:DREHMO | Ea | 5 | Installed Item Pic required | 0 | 0
7 | PR/22/58 | 5101000010 | CONTROL UNIT FOR ACTUATOR TYPE:DMC 500 PART NUMBER: 256517, MAKE:DREHMO | Ea | 5 | Installed Item Pic required | 0 | 0
8 | PR/22/58 | 5102000018 | BFP DISCHARGE MOV CARD -0800493 2QMBV2 ACTUATOR TYPE- ZA5/TIN | Ea | 4 | 36867.6 | 6636.168 | 174015.072 | 315 | 285
9 | PR/22/58 | 5002990026 | PHASE LOSS PROTECTION MODULE MODEL:WK-2 CN0504 FOR DL ACTUATOR OF DZW SERIES. | Ea | 10 | 12289.2 | 2212.056 | 145012.56 | 105 | 105
10 | PR/22/58 | 5301000001 | CLOSING COIL DC220V FOR ZN63(VS1)-12KV 1250A VCB (COIL RESISTANCE:160 Ohm) | Ea | 20 | 3277.12 | 589.8816 | 77340.032 | 28 | 18
11 | PR/22/58 | 5209000243 | TRIPPING COIL DC220V FOR ZN63(VS1)-12KV 1250A VCB (COIL RESISTANCE:160 Ohm) | Ea | 15 | 2574.88 | 463.4784 | 45575.376 | 22 | 12
12 | PR/22/11 | 5205000024 | DIGITAL AMMETER PZ951-3X1, 80-270 VOLT, 200A / DC 75MV, CLASS-0.5 DIGITAL AMMETER PA1 95I-3X1, 80-270 VOLT, 200A / DC 75MV, CLASS-0.5, PANEL DC AMMETER, INPUT:75mV, WITH ANALOG OUTPUT:4-20mA, AUX. SUPPLY:80-270V AC/DC, SIZE:83x83MM(PANEL), 76x76MM(CUTOUT) OR 96X96MM ORIGINAL MAKE: SFERE (JIANGSU SFERE ELECTRIC CO. LTD)). Mode: PZ951-3X1 | Ea | 2 | 6905.36 | 1242.9648 | 16296.6496 | 59 | 49
13 | Subtotal | [6 empty] | 715621.2896
1. 2. 3. 4. 5. 6. 7. 8. 9. | Terms & Conditions Offer Basis FOR Plant Basis. Delivery Time:8 to 12 weeks from date of receipt of confirm PO. G/Warranty: 12 months from date of DISPATCH - only for manufacturing defects Payment Terms: 100% along with taxes etc against PI, prior to delivery at site. Offer Validity: 31 days from date of offer. Any statutory changes in rate of tax etc will be applicable as on date of dispatch. Minimum Order Qty: N/A Standard packaging will be done for supply of above items. Our offer confirm for 100% fitment & interchangeability of offered products. In case of any discrepancy, we will replace items promptly for free of cost.

## PR 22 91
Sl. No. | Item Code | Part Name | UOM | Qty | Unit Rate INR | GST 18% | Sub Total INR | Considered | Emma | Anne | India
1 | PR/22/91 | PROCESSOR MODULE MODEL-ZFDT-VIII, MAKE : HARBIN BOILER CHINA | Ea | 10 | 174496 | 31409.28 | 2059052.8 | 1600 | 1520 | 2700
2 | Subtotal | [5 empty] | 2059052.8
1. 2. 3. 4. 5. 6. 7. 8. 9. | Terms & Conditions Offer Basis FOR Plant Basis. Delivery Time:8 to 12 weeks from date of receipt of confirm PO. G/Warranty: 12 months from date of DISPATCH - only for manufacturing defects Payment Terms: 100% along with taxes etc against PI, prior to delivery at site. Offer Validity: 31 days from date of offer. Any statutory changes in rate of tax etc will be applicable as on date of dispatch. Minimum Order Qty: N/A Standard packaging will be done for supply of above items. Our offer confirm for 100% fitment & interchangeability of offered products. In case of any discrepancy, we will replace items promptly for free of cost.

## SWPL 102
Sl. No. | Item Code | Part Name | UOM | Qty | Unit Rate INR | GST 18% | Sub Total INR | Considered | Anne | India
1 | NA | IXYS MOSFET (AS PER PICTURE PROVIDED) IXFK26N60Q, SP0625, TM6005 | Ea | 2 | Regret | 0 | 0 |  | 2700
2 | NA | POWER MODULE (AS PER PICTURE PROVIDED) , MAKE: HARVEST, HAT10-0512-NFCI-A, VIN: 165 - 300V AC, VOUT:5V/1.60A +/- 12V/0.10A | Ea | 2 | 4144.28 | 745.9704 | 9780.5008 | 38 | 18
3 | Subtotal | [5 empty] | 9780.5008
1. 2. 3. 4. 5. 6. 7. 8. 9. | Terms & Conditions Offer Basis FOR Plant Basis. Delivery Time:8 to 12 weeks from date of receipt of confirm PO. G/Warranty: 12 months from date of DISPATCH - only for manufacturing defects Payment Terms: 100% along with taxes etc against PI, prior to delivery at site. Offer Validity: 31 days from date of offer. Any statutory changes in rate of tax etc will be applicable as on date of dispatch. Minimum Order Qty: N/A Standard packaging will be done for supply of above items. Our offer confirm for 100% fitment & interchangeability of offered products. In case of any discrepancy, we will replace items promptly for free of cost.

## SWPL 444
Sl. No. | Item Code | Part Name | UOM | Qty | Unit Rate INR | GST 18% | Sub Total INR | Considered | Anne | India
1 | NA | DC FEEDER INSULATION MONITORING RELAY FOR 220V DCDB CUM BATTERY CHARGER PANEL (CT BASED) | Ea | 1 | 452599 | 81467.82 | 534066.82 | 4150 | 4150
2 | Subtotal | [5 empty] | 534066.82
1. 2. 3. 4. 5. 6. 7. 8. 9. | Terms & Conditions Offer Basis FOR Plant Basis. Delivery Time:8 to 12 weeks from date of receipt of confirm PO. G/Warranty: 12 months from date of DISPATCH - only for manufacturing defects Payment Terms: 100% along with taxes etc against PI, prior to delivery at site. Offer Validity: 31 days from date of offer. Any statutory changes in rate of tax etc will be applicable as on date of dispatch. Minimum Order Qty: N/A Standard packaging will be done for supply of above items. Our offer confirm for 100% fitment & interchangeability of offered products. In case of any discrepancy, we will replace items promptly for free of cost.

## vslp 148
Sl. No. | Item Code | Part Name | UOM | Qty | Unit Rate INR | GST 18% | Sub Total INR | Considered | Emma | India
1 | NA | IDCB – 4E/DR/Y, INTELLIGENCE DATA COLLECTS MEASURE CONTROL MODULE, 20 CHANNEL ANALOG DIFFERENTIAL INPUT THREE-TERMINAL (THERMOCOUPLE), COMMUNICATION INTERFACE STANDARD RS-485, POWER INPUT – 230 V AC, MAKE – WUXI HUADONG ELECTRIC | Ea | 1 | 370804 | 66744.72 | 437548.72 | 3400 | 2900
2 | Subtotal | [5 empty] | 437548.72
1. 2. 3. 4. 5. 6. 7. 8. 9. | Terms & Conditions Offer Basis FOR Plant Basis. Delivery Time:8 to 12 weeks from date of receipt of confirm PO. G/Warranty: 12 months from date of DISPATCH - only for manufacturing defects Payment Terms: 100% along with taxes etc against PI, prior to delivery at site. Offer Validity: 31 days from date of offer. Any statutory changes in rate of tax etc will be applicable as on date of dispatch. Minimum Order Qty: N/A Standard packaging will be done for supply of above items. Our offer confirm for 100% fitment & interchangeability of offered products. In case of any discrepancy, we will replace items promptly for free of cost.

## vslp 148 SAIC
Sl. No. | Item Code | Part Name | UOM | Qty | Unit Rate INR | GST 18% | Sub Total INR | Considered | Emma | India
1 | NA | MOV FEEDBACK CARD, FOR SHANGHAI MULTI TURN ELECTRIC VALVE ACTUATOR, TYPE:11AI, WIRING DIAG:WD3100-000, SERIAL NO:SR39333, SPEED RANGE:24 R/MIN, RATED TORQUE:68 NM MAKE-SHANGHAI ACTUATORS Comprises of upgraded Main control card & Analog Card- as per user pics | Ea | 3 | 79833.6 | 14370.048 | 282610.944 | 720 | 705
2 | Subtotal | [5 empty] | 282610.944
1. 2. 3. 4. 5. 6. 7. 8. 9. | Terms & Conditions Offer Basis FOR Plant Basis. Delivery Time:8 to 12 weeks from date of receipt of confirm PO. G/Warranty: 12 months from date of DISPATCH - only for manufacturing defects Payment Terms: 100% along with taxes etc against PI, prior to delivery at site. Offer Validity: 31 days from date of offer. Any statutory changes in rate of tax etc will be applicable as on date of dispatch. Minimum Order Qty: N/A Standard packaging will be done for supply of above items. Our offer confirm for 100% fitment & interchangeability of offered products. In case of any discrepancy, we will replace items promptly for free of cost.

## vslp 297
Sl. No. | Item Code | Part Name | UOM | Qty | Unit Rate INR | GST 18% | Sub Total INR | Considered | ebay | India
1 | NA | 3D LEVEL SCANNER-II ACOUSTIC TYPE, MAKE- APM ,POWER SUPPLY :20- 30 VOLT DC , PROTECTION: IP67 ,PROCESS TEMPERATURE: 40-85 DEG C PROCESS PRESSURE:0.2-1 BAR ELECTRONIC: 4-20MA/HART/RS485/MODBUS , RANGE: 0- 9 MTR, OUTPUT:RELAY CONTACT: 1NO+1NC FOR HIGH LEVEL WITH LOCAL DISPLAY | Ea | 2 | 415000 | 74700 | 979400 |  | 1200
2 | Subtotal | [5 empty] | 979400
1. 2. 3. 4. 5. 6. 7. 8. 9. | Terms & Conditions Offer Basis FOR Plant Basis. Delivery Time:8 to 12 weeks from date of receipt of confirm PO. G/Warranty: 12 months from date of DISPATCH - only for manufacturing defects Payment Terms: 100% along with taxes etc against PI, prior to delivery at site. Offer Validity: 31 days from date of offer. Any statutory changes in rate of tax etc will be applicable as on date of dispatch. Minimum Order Qty: N/A Standard packaging will be done for supply of above items. Our offer confirm for 100% fitment & interchangeability of offered products. In case of any discrepancy, we will replace items promptly for free of cost.

## vslp 155
Sl. No. | Item Code | Part Name | UOM | Qty | Unit Rate INR | GST 18% | Sub Total INR | Considered | Anne | India
1 | NA | Closing/Tripping Coil For 220KV SF6 Breaker LW35-252, Coil Voltage 220V DC, Current 1.95A, Resistance : 114.5 Ohms, Make : Pinggao Group High Voltage Switch Gear Co. China | Ea | 6 | 10659 | 1918.62 | 75465.72 | 95 | 85
2 | Subtotal | [5 empty] | 75465.72
1. 2. 3. 4. 5. 6. 7. 8. 9. | Terms & Conditions Offer Basis FOR Plant Basis. Delivery Time:8 to 12 weeks from date of receipt of confirm PO. G/Warranty: 12 months from date of DISPATCH - only for manufacturing defects Payment Terms: 100% along with taxes etc against PI, prior to delivery at site. Offer Validity: 31 days from date of offer. Any statutory changes in rate of tax etc will be applicable as on date of dispatch. Minimum Order Qty: N/A Standard packaging will be done for supply of above items. Our offer confirm for 100% fitment & interchangeability of offered products. In case of any discrepancy, we will replace items promptly for free of cost.

## SWPL Consolidated
Sl. No. | Item Code | Part Name | UOM | Qty | Unit Rate INR | GST 18% | Sub Total INR | Considered | Emma | Anne | India
1 | 7304000097 | SOV FOR LIFTING VALVE 5/2 WAY, PRESSURE: 0.1 to 1MPA, SINGLE COIL 24 VDC, EQUIVALENT TO MAKE :FANGDA, MODEL : 10A-2 fa250B700 | Ea | 2 | 3856 | 694.08 | 9100.16 |  | 25
2 | 3602000137 | PRESSURE DIFFERENCE SWITCH FOR OIL FILTER , PART NO.SO-02,MAKE FEIHE,FOR INSTRUMENT AIR COMPRESSOR | Ea | 2 | 3250 | 585 | 7670
3 | 7201000002 | LVDT MAKE : SHIZHONG, MODEL : 1000TD , 0-50 MM , | Ea | 4 | 37452.8 | 6741.504 | 176777.216 | 320 | 270
4 | 6001000041 | AC CAPACITOR 83 MICRO FARAD -5 TO +10% 440VAC FOR AEG UPS 80KVA PROTECT 5.31. | Ea | 64 | 2500 | 450 | 188800
5 | 6001000042 | DC CAPACITOR 6000 MICRO FARAD +/-20% 315V DC,ALS31C108NT0615 FOR AEG UPS 80KVA PROTECT 5.31 | Ea | 64 | 4000 | 720 | 302080
6 | 5301000001 | CLOSING COIL DC220V FOR ZN63(VS1)-12KV 1250A VCB (COIL RESISTANCE:160 Ohm) | Ea | 20 | 1404.48 | 252.8064 | 33145.728 | 12 | 10
7 | 5201030028 | CONTROL TERMINAL BLOCK (FIXED + MOVING) FOR AUXIALLATY CIRUIT OF AIR CIRCUIT BREAKER HA1 SERIES AIR CIRCUIT BREAKER. | Ea | 20 | 14044.8 | 2528.064 | 331457.28 | 120 | 115
8 | Subtotal | [5 empty] | 1039930.224
1. 2. 3. 4. 5. 6. 7. 8. 9. | Terms & Conditions Offer Basis FOR Plant Basis. Delivery Time:8 to 12 weeks from date of receipt of confirm PO. G/Warranty: 12 months from date of DISPATCH - only for manufacturing defects Payment Terms: 100% along with taxes etc against PI, prior to delivery at site. Offer Validity: 31 days from date of offer. Any statutory changes in rate of tax etc will be applicable as on date of dispatch. Minimum Order Qty: N/A Standard packaging will be done for supply of above items. Our offer confirm for 100% fitment & interchangeability of offered products. In case of any discrepancy, we will replace items promptly for free of cost.

## SWPL 161
Sl. No. | Item Code | Part Name | UOM | Qty | Unit Rate INR | GST 18% | Sub Total INR | Considered | Emma | Anne | Gina | Target USD | Target
1 | 3601000073 | AIR FILTER ELEMENT FOR SCREW AIR COMPRESSOR FHOG340W-N42/0.75 Q=42M3 /MIN P=0.75MPA | Ea | 12 | 8704.85 | 1566.873 | 123260.676 | 77 | 44 | 77 |  | 63.7321 | 7138
2 | 3601000075 | AIR OIL SEPARATOR FINE FILTER ELEMENT FOR SCREW AIR COMPRESSOR FHOG340W-N42/0.75 Q=42M3 /MIN P=0. | Ea | 12 | 29393 | 5290.74 | 416204.88 | 260 | 169 | 770 |  | 258.9286 | 29000
3 | 3601000007 | MINIMUM PRESSURE RELIEF VALVE DF40-04-06 FOR COMPRESSOR MODEL FHOG340W | Ea | 1 | 19783.75 | 3561.075 | 23344.825 | 175 |  | 358 |  | 165.1786 | 18500
4 | 3601000049 | SHEILD RING FOR HOLE DF 20-02-0414 FOR COMPRESSOR MODEL FHOG340W | Ea | 6 | 3165.4 | 569.772 | 22411.032 | 28 |  | 28 |  | 20.5357 | 2300
5 | 3601000050 | SHEILD RING FOR SHAFT DF 20-02-0415 FOR COMPRESSOR MODEL FHOG340W | Ea | 6 | 3391.5 | 610.47 | 24011.82 | 30 |  | 35 |  | 20.5357 | 2300
6 | 3601000024 | Star Wheel SLICE DF40-02-0449 FOR COMPRESSOR MODEL FHOG340W | Ea | 2 | 162987.5 | 29337.75 | 384650.5 | 1475 |  | 3140 |  | 2157 | 243741
7 | 3502000012 | IMPELLER FOR ASH WATER PUMP 100ZZ-46 | Ea | 3 | 321966.4 | 57953.952 | 1139761.056 | 2848 |  | 2848 | 2524.4286 | 1071.4286 | 120000
8 | 3502000037 | FRONT PROTECTION COVER FOR ASH WATER PUMP 100ZZ-46 | Ea | 1 | 316540 | 56977.2 | 373517.2 | 2800 |  | 2800 | 2493 | 1071.4286 | 120000
9 | 3502000067 | SLEEVE(100ZZ-50-02) FOR ASH WATER PUMP 100ZZ-46 | Ea | 1 | 531335 | 95640.3 | 626975.3 | 4700 |  | 4700 | 4212 | 1651.7857 | 185000
10 | Subtotal | [5 empty] | 3134137.289
1. 2. 3. 4. 5. 6. 7. 8. 9. | Terms & Conditions Offer Basis FOR Plant Basis. Delivery Time:14 to 16 weeks from date of receipt of confirm PO. G/Warranty: 12 months from date of DISPATCH - only for manufacturing defects Payment Terms: 100% along with taxes etc against PI, prior to delivery at site. Offer Validity: 31 days from date of offer. Any statutory changes in rate of tax etc will be applicable as on date of dispatch. Minimum Order Qty: N/A Standard packaging will be done for supply of above items. Our offer confirm for 100% fitment & interchangeability of offered products. In case of any discrepancy, we will replace items promptly for free of cost.

## VSLP CHEM 091
Sl. No. | Item Code | Part Name | UOM | Qty | Unit Rate INR | GST 18% | Sub Total INR | Considered | Emma | Anne | Gina
1 | NA | INNER DIA 1.0mm GLASS PINKEVITCH Viscometer tube | Ea | 8 | 2261 | 406.98 | 21343.84 | 20 |  | 8
2 | NA | INNER DIA 1.2mm GLASS PINKEVITCH Viscometer tube | Ea | 8 | 2261 | 406.98 | 21343.84 | 20 |  | 8
3 | NA | INNER DIA 1.5mm GLASS PINKEVITCH Viscometer tube | Ea | 8 | 2261 | 406.98 | 21343.84 | 20 |  | 8
4 | NA | INNER DIA 2.0mm GLASS PINKEVITCH Viscometer tube | Ea | 8 | 2261 | 406.98 | 21343.84 | 20 |  | 8
5 | Subtotal | [5 empty] | 85375.36
1. 2. 3. 4. 5. 6. 7. 8. 9. | Terms & Conditions Offer Basis FOR Plant Basis. Delivery Time:8 to 10 weeks from date of receipt of confirm PO. G/Warranty: 12 months from date of DISPATCH - only for manufacturing defects Payment Terms: 100% along with taxes etc against PI, prior to delivery at site. Offer Validity: 31 days from date of offer. Any statutory changes in rate of tax etc will be applicable as on date of dispatch. Minimum Order Qty: N/A Standard packaging will be done for supply of above items. Our offer confirm for 100% fitment & interchangeability of offered products. In case of any discrepancy, we will replace items promptly for free of cost.

## VSLP EMD 229
Sl. No. | Item Code | Part Name | UOM | Qty | Unit Rate INR | GST 18% | Sub Total INR | Considered | Emma | Anne | Gina
1 | NA | AUTOMATIC SYNCHRONISER MODEL :SID-2 CM-S INPUT :AC/DC 110-220V. MAKE: SHENTHEN INTELLIGENT DEVICE DEVELOPMENT CO LTD | Ea | 1 | 1096585 | 197385.3 | 1293970.3 | 9700 |  | 9700
2 | NA | MULTI FUNCTION SINCHROSCOPE MODEL :SID-2SL-A INPUT : POWER SUPPLY 110 TO 220V DC. MAKE: SHENTHEN INTELLIGENT DEVICE DEVELOPMENT CO LTD | Ea | 1 | 169575 | 30523.5 | 200098.5 | 1500 |  | 1480
3 | NA | RELAY PCK TOP9140G-20C. MAKE: ZHUHAI TOP INTELLIGENT INSTRUMENT CO. LTD. | Ea | 30 | 85918 | 15465.24 | 3041497.2 | 760 |  | 750
4 | NA | RELAY POWER CARD FOR PCK TOP9140G-20C. MAKE: ZHUHAI TOP INTELLIGENT INSTRUMENT CO. LTD. | Ea | 30 | 0 | 0 | 0
5 | Subtotal | [5 empty] | 4535566
Note: For item No 4- Since the required item is obsolete, so we are working on same to provide one to one replacement for same.
1. 2. 3. 4. 5. 6. 7. 8. 9. | Terms & Conditions Offer Basis FOR Plant Basis. Delivery Time:8 to 10 weeks from date of receipt of confirm PO. G/Warranty: 12 months from date of DISPATCH - only for manufacturing defects Payment Terms: 100% along with taxes etc against PI, prior to delivery at site. Offer Validity: 31 days from date of offer. Any statutory changes in rate of tax etc will be applicable as on date of dispatch. Minimum Order Qty: N/A Standard packaging will be done for supply of above items. Our offer confirm for 100% fitment & interchangeability of offered products. In case of any discrepancy, we will replace items promptly for free of cost.

## VSLP C&I 220
Sl. No. | Item Code | Part Name | UOM | Qty | Unit Rate INR | GST 18% | Sub Total INR | Considered | Emma | Anne | Gina
1 | NA | DCS CONTROLLER FCP 270, FIELD CONTROL PROCESSOR P0917YZ OT RY10184788 MAC 22675C, MADE IN MEXICO, SHAD HARD PART: P0917YZ, SHAD HARD REV: 0T | Ea | 1 | 327845 | 59012.1 | 386857.1 | 2900 | 2580
2 | Subtotal | [5 empty] | 386857.1
1. 2. 3. 4. 5. 6. 7. 8. 9. | Terms & Conditions Offer Basis FOR Plant Basis. Delivery Time:8 to 10 weeks from date of receipt of confirm PO. G/Warranty: 12 months from date of DISPATCH - only for manufacturing defects Payment Terms: 100% along with taxes etc against PI, prior to delivery at site. Offer Validity: 31 days from date of offer. Any statutory changes in rate of tax etc will be applicable as on date of dispatch. Minimum Order Qty: N/A Standard packaging will be done for supply of above items. Our offer confirm for 100% fitment & interchangeability of offered products. In case of any discrepancy, we will replace items promptly for free of cost.

## EMD 252
Sl. No. | PR No | Part Name | UOM | Qty | Unit Rate INR | GST 18% | Sub Total INR | Considered | Emma | Anne | Gina
1 | C&I/239 | CONTROL LOGIX 2MB CONTROLLER 1756 - L 71 , ROCKWELL AUTOMATION | Ea | 1 | Regret | 0 | 0
2 | EMD/252 | SCR FIRING CARD OF 100 KVA UPS, MODEL NO. 3S, ID- 7700-1501-1401, UPS MAKE- PROTEK, USA, I/P- 415/240V, 3PP4W, 50HZ, O/P- 240V, 1P2W, 50HZ | Ea | 2 | 130007.5 | 23401.35 | 306817.7 | 1150 |  | 1150
3 | Subtotal | [5 empty] | 306817.7
1. 2. 3. 4. 5. 6. 7. 8. 9. | Terms & Conditions Offer Basis FOR Plant Basis. Delivery Time:8 to 10 weeks from date of receipt of confirm PO. G/Warranty: 12 months from date of DISPATCH - only for manufacturing defects Payment Terms: 100% along with taxes etc against PI, prior to delivery at site. Offer Validity: 31 days from date of offer. Any statutory changes in rate of tax etc will be applicable as on date of dispatch. Minimum Order Qty: N/A Standard packaging will be done for supply of above items. Our offer confirm for 100% fitment & interchangeability of offered products. In case of any discrepancy, we will replace items promptly for free of cost.

## MMD 241
Sl. No. | PR No | Part Name | UOM | Qty | Unit Rate INR | GST 18% | Sub Total INR | Considered | Emma | Anne | Gina
1 | PR/VSLPPL/22-23/MMD/241 | Gear Reducer with Motor AOTOU REDUCER, TYPE: NMRV075-F1-YYP2.2, I= 50, P1=2.2, MAKE: SHANGHI AOTOU TRANSMISSION MACHINERY CO. LTD. FOR LIME STONE ROTARY RAV GEAR BOX | Ea | 2 | 73482.5 | 13226.85 | 173418.7 | 650 |  | 515
2 | Subtotal | [5 empty] | 173418.7
1. 2. 3. 4. 5. 6. 7. 8. 9. | Terms & Conditions Offer Basis FOR Plant Basis. Delivery Time:8 to 10 weeks from date of receipt of confirm PO. G/Warranty: 12 months from date of DISPATCH - only for manufacturing defects Payment Terms: 100% along with taxes etc against PI, prior to delivery at site. Offer Validity: 31 days from date of offer. Any statutory changes in rate of tax etc will be applicable as on date of dispatch. Minimum Order Qty: N/A Standard packaging will be done for supply of above items. Our offer confirm for 100% fitment & interchangeability of offered products. In case of any discrepancy, we will replace items promptly for free of cost.

## C&I 097
Sl. No. | PR No | Part Name | UOM | Qty | Unit Rate INR | GST 18% | Sub Total INR | Considered | Emma | Anne | Gina
1 | PR/VSLP/21-22/C&I/097 | SERVO CARD, MODEL NO. DMSVC003 Make-DEC | Ea | 1 | 490945 | 88370.1 | 579315.1 | 4550 | 4450
2 | Subtotal | [5 empty] | 579315.1
1. 2. 3. 4. 5. 6. 7. 8. 9. | Terms & Conditions Offer Basis FOR Plant Basis. Delivery Time:8 to 10 weeks from date of receipt of confirm PO. G/Warranty: 12 months from date of DISPATCH - only for manufacturing defects Payment Terms: 100% along with taxes etc against PI, prior to delivery at site. Offer Validity: 31 days from date of offer. Any statutory changes in rate of tax etc will be applicable as on date of dispatch. Minimum Order Qty: N/A Standard packaging will be done for supply of above items. Our offer confirm for 100% fitment & interchangeability of offered products. In case of any discrepancy, we will replace items promptly for free of cost.

## 1100000019
Sl. No. | PR No | Part Name | UOM | Qty | Unit Rate INR | GST 18% | Sub Total INR | Considered | Sungme | Anne | Gina
1 | 4000012389 | MOP shaft D125A-511100A, Make: DongFang Turbine | Ea | 1 | 836352 | 150543.36 | 986895.36 | 7200 | 6880
2 | 4000012390 | MOP impeller, Part Number: D125A-511000A Make: DongFang Turbine | Ea | 1 | 406560 | 73180.8 | 479740.8 | 3500 | 3030
3 | Subtotal | [5 empty] | 1466636.16
1. 2. 3. 4. 5. 6. 7. 8. 9. | Terms & Conditions Offer Basis FOR Plant Basis. Delivery Time:12 to 14 weeks from date of receipt of confirm PO. G/Warranty: 12 months from date of DISPATCH - only for manufacturing defects Payment Terms: 100% along with taxes etc against PI, prior to delivery at site. Offer Validity: 31 days from date of offer. Any statutory changes in rate of tax etc will be applicable as on date of dispatch. Minimum Order Qty: N/A Standard packaging will be done for supply of above items. Our offer confirm for 100% fitment & interchangeability of offered products. In case of any discrepancy, we will replace items promptly for free of cost.

## SWPL Elec-PR-22-58
Sl. No. | Item Code | Part Name | UOM | Qty | Unit Rate INR | GST 18% | Sub Total INR | Considered | Emma | Anne | India
1 | 3009000036 | ELECTRONIC CARD ATC 20A -ZK FOR ESP MAKE FUJIAN LONGKING LTD CHINA | Ea | 2 | 105336 | 18960.48 | 248592.96 | 900 |  | 690
2 | 5101000005 | CONTROL UNIT FOR ACTUATOR TYPE:DMC 59 PART NUMBER: 256516, MAKE:DREHMO | Ea | 5 | 0 | 0 | 0
3 | 5101000006 | CONTROL UNIT FOR ACTUATOR TYPE:DMC 59 PART NUMBER: 256519, MAKE:DREHMO | Ea | 5 | 0 | 0 | 0
4 | 5101000007 | CONTROL UNIT FOR ACTUATOR TYPE:DMC 59 PART NUMBER: 257285, MAKE:DREHMO | Ea | 5 | 0 | 0 | 0
5 | 5101000008 | CONTROL UNIT FOR ACTUATOR TYPE:DMC 120 PART NUMBER: 256516, MAKE:DREHMO | Ea | 5 | 0 | 0 | 0
6 | 5101000009 | CONTROL UNIT FOR ACTUATOR TYPE:DMC 249 PART NUMBER: 256516, MAKE:DREHMO | Ea | 5 | 0 | 0 | 0
7 | 5101000010 | CONTROL UNIT FOR ACTUATOR TYPE:DMC 500 PART NUMBER: 256517, MAKE:DREHMO | Ea | 5 | 0 | 0 | 0
8 | 5102000018 | BFP DISCHARGE MOV CARD -0800493 2QMBV2 ACTUATOR TYPE- ZA5/TIN | Ea | 4 | 31600.8 | 5688.144 | 149155.776 | 270 |  | 230
9 | 5002990026 | PHASE LOSS PROTECTION MODULE MODEL:WK-2 CN0504 FOR DL ACTUATOR OF DZW SERIES. | Ea | 10 | 9363.2 | 1685.376 | 110485.76 | 80
10 | 5301000001 | CLOSING COIL DC220V FOR ZN63(VS1)-12KV 1250A VCB (COIL RESISTANCE:160 Ohm) | Ea | 20 | 1404.48 | 252.8064 | 33145.728 | 12 |  | 8
11 | 5209000243 | TRIPPING COIL DC220V FOR ZN63(VS1)-12KV 1250A VCB (COIL RESISTANCE:160 Ohm) | Ea | 15 | 4681.6 | 842.688 | 82864.32 | 40 |  | 32
12 | 5205000024 | DIGITAL AMMETER PZ951-3X1, 80-270 VOLT, 200A / DC 75MV, CLASS-0.5 DIGITAL AMMETER PA1 95I-3X1, 80-270 VOLT, 200A / DC 75MV, CLASS-0.5, PANEL DC AMMETER, INPUT:75mV, WITH ANALOG OUTPUT:4-20mA, AUX. SUPPLY:80-270V AC/DC, SIZE:83x83MM(PANEL), 76x76MM(CUTOUT) OR 96X96MM ORIGINAL MAKE: SFERE (JIANGSU SFERE ELECTRIC CO. LTD)). ANY INDIAN STANDARD | Ea | 2 | 35112 | 6320.16 | 82864.32 | 300
13 | Subtotal | [5 empty] | 707108.864
1. 2. 3. 4. 5. 6. 7. 8. 9. | Terms & Conditions Offer Basis FOR Plant Basis. Delivery Time:8 to 12 weeks from date of receipt of confirm PO. G/Warranty: 12 months from date of DISPATCH - only for manufacturing defects Payment Terms: 100% along with taxes etc against PI, prior to delivery at site. Offer Validity: 31 days from date of offer. Any statutory changes in rate of tax etc will be applicable as on date of dispatch. Minimum Order Qty: N/A Standard packaging will be done for supply of above items. Our offer confirm for 100% fitment & interchangeability of offered products. In case of any discrepancy, we will replace items promptly for free of cost.

## 1100000214
Sl. No. | Item Code | Part Name | UOM | Qty | Unit Rate INR | GST 18% | Sub Total INR | Considered | Emma | Anne | India
1 | 4000006791 | FLAME SCANNER AMPLIFIER MODEL-ZFDT-V-I (WITHOUT LENS, FIBER CABLE AND OTHER MECHANICAL PART) OEM PART NO. :ZFDT-V-V , MAKE : HARBIN BOILER CHINA | Ea | 10 | 76076 | 13693.68 | 897696.8 | 650 |  | 620
2 | Subtotal | [5 empty] | 897696.8
1. 2. 3. 4. 5. 6. 7. 8. 9. | Terms & Conditions Offer Basis FOR Plant Basis. Delivery Time:8 to 12 weeks from date of receipt of confirm PO. G/Warranty: 12 months from date of DISPATCH - only for manufacturing defects Payment Terms: 100% along with taxes etc against PI, prior to delivery at site. Offer Validity: 31 days from date of offer. Any statutory changes in rate of tax etc will be applicable as on date of dispatch. Minimum Order Qty: N/A Standard packaging will be done for supply of above items. Our offer confirm for 100% fitment & interchangeability of offered products. In case of any discrepancy, we will replace items promptly for free of cost.

## SWPL-214
Sl. No. | Item Code | Part Name | UOM | Qty | Unit Rate INR | GST 18% | Sub Total INR | Considered | Emma | Anne | India
1 | NA | SOLENOID VALVE 5/2 WAY, DOUBLE ACTING, MAKE- BELLOFRAM, MODEL-SR551-DN26DW, MAX. PRESSURE- 8 BAR. COIL VOLTAGE-240VAC,FOR OIL GUN OR EQUIVALENT | Ea | 10 | 7607.6 | 1369.368 | 89769.68 | 65 | 53
2 | Subtotal | [5 empty] | 89769.68
1. 2. 3. 4. 5. 6. 7. 8. 9. | Terms & Conditions Offer Basis FOR Plant Basis. Delivery Time:8 to 12 weeks from date of receipt of confirm PO. G/Warranty: 12 months from date of DISPATCH - only for manufacturing defects Payment Terms: 100% along with taxes etc against PI, prior to delivery at site. Offer Validity: 31 days from date of offer. Any statutory changes in rate of tax etc will be applicable as on date of dispatch. Minimum Order Qty: N/A Standard packaging will be done for supply of above items. Our offer confirm for 100% fitment & interchangeability of offered products. In case of any discrepancy, we will replace items promptly for free of cost.

## SWPL-194
Sl. No. | Item Code | Part Name | UOM | Qty | Unit Rate INR | GST 18% | Sub Total INR | Considered | Emma | Anne | India
1 | 5307000009 | GENERATOR TRANSFORMER PROTECTION RELAY TYPE:LY-32 RELAY BOX MAKE:GUDIAN NANGING AUTOMATION CO.LTD | Ea | 2 | 456456 | 82162.08 | 1077236.16 | 3900 | 3570
2 | Subtotal | [5 empty] | 1077236.16
1. 2. 3. 4. 5. 6. 7. 8. 9. | Terms & Conditions Offer Basis FOR Plant Basis. Delivery Time:12 to 14 weeks from date of receipt of confirm PO. G/Warranty: 12 months from date of DISPATCH - only for manufacturing defects Payment Terms: 100% along with taxes etc against PI, prior to delivery at site. Offer Validity: 31 days from date of offer. Any statutory changes in rate of tax etc will be applicable as on date of dispatch. Minimum Order Qty: N/A Standard packaging will be done for supply of above items. Our offer confirm for 100% fitment & interchangeability of offered products. In case of any discrepancy, we will replace items promptly for free of cost.

## ESp Spares
Sl. No. | Item Code | Part Name | UOM | Qty | Unit Rate INR | GST 18% | Sub Total INR | Considered | Anne
1 | 4000009068 | ELECTRONIC CARD ATC 20A -ZK MAIN CONTROL BOARD OF HEATER CONTROL PANEL FOR ESP MAKE FUJIAN LONGKING LTD CHINA.OEM: FUJIAN LONGKING LTD CHINA. | Ea | 1 | 100980 | 18176.4 | 119156.4 | 850 | 800
2 | 4000009054 | AZD-ZK MAIN CONTROL BOARD OF RAPPER CONTROL PANEL FOR ESP MAKE FUJIAN LONGKING LTD CHINA. OEM: FUJIAN LONGKING LTD CHINA | Ea | 1 | 100980 | 18176.4 | 119156.4 | 850 | 800
3 | 4000009066 | COMM-K COMMUNICATION MODULE OF RAPPER CONTROL PANEL FOR ESP MAKE FUJIAN LONGKING LTD CHINA | Ea | 1 | 17820 | 3207.6 | 21027.6 | 150 | 120
4 | 4000009067 | ELECTRONIC CARD TXFPB VER 1.2, COMMUNICATION DISTRIBUTION BOARD OF RAPPER/HEATER CONTROL PANEL FOR ESP MAKE FUJIAN LONGKING LTD CHINA. | Ea | 1 | 45144 | 8125.92 | 53269.92 | 380 | 330
5 | 4000011938 | SUPPORT INSULATOR FOR ESP FIELD HV CONEECT/ISOLATING/GROUNDING SWITCH BOX SUPPORT INSULATOR, VOLTAGE:110KV | Ea | 3 | 17820 | 3207.6 | 63082.8 | 150 | 135
6 | 4000009045 | CONTROL CARD FOR ESP TRANSFORMER TRQY7, 1.2AMP,66KV FOR ESP USAGE- HV CONTROL PANEL, FEED BACK CARD HV CURRENT VOLTAGES (INSTALLED AT TR SET) | Ea | 1 | 11880 | 2138.4 | 14018.4 | 100 | 90
7 | Subtotal | [5 empty] | 389711.52
1. 2. 3. 4. 5. 6. 7. 8. 9. | Terms & Conditions Offer Basis FOR Plant Basis. Delivery Time:14 to 16 weeks from date of receipt of confirm PO. G/Warranty: 12 months from date of DISPATCH - only for manufacturing defects Payment Terms: 100% along with taxes etc against PI, prior to delivery at site. Offer Validity: 31 days from date of offer. Any statutory changes in rate of tax etc will be applicable as on date of dispatch. Minimum Order Qty: N/A Standard packaging will be done for supply of above items. Our offer confirm for 100% fitment & interchangeability of offered products. In case of any discrepancy, we will replace items promptly for free of cost.

## Oil Seal 1100000362
Sl. No. | Item Code | Part Name | UOM | Qty | Unit Rate INR | Sub Total INR | Considered | Gina | Anne | SR Trader
1 | 604000101 | OIL SEAL,SIZE: 315 X 365 X 20, TYPE: C | Ea | 18 | 9609.25 | 172966.5 | 85 | 80
2 | 3003000093 | OIL SEAL SLEEVE (SHAFT SLEEVING FOR ROLLER ), FOR COAL MILL ZGM 95N | Ea | 9 | 11305 | 101745 | 100 | 96.6667
3 | Subtotal |  |  |  |  | 274711.5
4 | GST Rate 18% applicable against HSN: 8536 |  |  |  |  | 49448.07
5 | Grand Total on FOR Site Basis-INR |  |  |  |  | 324159.57
1. 2. 3. 4. 5. 6. 7. 8. 9. | Terms & Conditions Offer Basis FOR Plant Basis. Delivery Time: 11 to 13 weeks from date of receipt of confirm PO. G/Warranty: 12 months from date of DISPATCH - only for manufacturing defects Payment Terms: 100% along with taxes etc against PI, prior to delivery at site. Offer Validity: 31 days from date of offer. Any statutory changes in rate of tax etc will be applicable as on date of dispatch. Minimum Order Qty: N/A Standard packaging will be done for supply of above items. Our offer confirm for 100% fitment & interchangeability of offered products. In case of any discrepancy, we will replace items promptly for free of cost.

## VSLP 372
Sl. No. | Item Code | Part Name | UOM | Qty | Unit Rate INR | GST 18% | Sub Total INR | Considered | Sungme
1 | NA | HP REAR GLAND SEAL AS PER DRWING NO (WP)D135A-162000C | Set | 1 | 1230768 | 221538.24 | 1452306.24 | 10360 | 10360
2 | NA | HIP INTERMEDIATE GLAND SEAL AS PER DRWING NO (WP)D135D-163000A | Set | 1 | 1173744 | 211273.92 | 1385017.92 | 9880 | 9880
3 | NA | IP REAR GLAND SEAL AS PER DRWING NO (WP)D135A-164000C | Set | 1 | 527472 | 94944.96 | 622416.96 | 4440 | 4440
4 | NA | LP HEAD AND REAR GLAND SEAL AS PER DRWING NO (WP)D125A-165000A | Set | 1 | 1615680 | 290822.4 | 1906502.4 | 13600 | 13600
5 | NA | GENERAL DRAWING OF HP REAR GLAND SEAL RING AS PER DRWING NO (WP)D135A-166000C | Set | 1 | 1212948 | 218330.64 | 1431278.64 | 10210 | 10210
6 | NA | GENERAL DRAWING OF HIP INTERMEDIATE GLAND SEAL AS PER DRWING NO (WP)D135C-167000A | Set | 1 | 1399464 | 251903.52 | 1651367.52 | 11780 | 11780
7 | NA | GENERAL DRAWING OF IP REAR GLAND SEAL RING (WP)D135A-168000C | Set | 1 | 570240 | 102643.2 | 672883.2 | 4800 | 4800
8 | NA | GENERAL DRAWING OF LP HEAD AND REAR GLAND SEAL AS PER DRWING NO (WP)D135A-169000B | Set | 1 | 1685772 | 303438.96 | 1989210.96 | 14190 | 14190
9 | Subtotal | [5 empty] | 11110983.84
1. 2. 3. 4. 5. 6. 7. 8. 9. | Terms & Conditions Offer Basis FOR Plant Basis. Delivery Time:14 to 16 weeks from date of receipt of confirm PO. G/Warranty: 12 months from date of DISPATCH - only for manufacturing defects Payment Terms: 100% along with taxes etc against PI, prior to delivery at site. Offer Validity: 31 days from date of offer. Any statutory changes in rate of tax etc will be applicable as on date of dispatch. Minimum Order Qty: N/A Standard packaging will be done for supply of above items. Our offer confirm for 100% fitment & interchangeability of offered products. In case of any discrepancy, we will replace items promptly for free of cost.

## Siemens Controller
Sl. No. | Item Code | Part Name | UOM | Qty | Unit Rate INR | GST 18% | Sub Total INR | Considered | Anne
1 | NA | MILLTRONICS BW500 CONTROLLER WITH AXILLARY INPUT/OUTPUT BOARD. MLFB NO. : 7MH7152-2BA00-2AA MAKE: SIEMENS | Ea | 2 | 605220 | 108939.6 | 1428319.2 | 5250 | 5250
2 | Subtotal | [5 empty] | 1428319.2
1. 2. 3. 4. 5. 6. 7. 8. 9. | Terms & Conditions Offer Basis FOR Plant Basis. Delivery Time:14 to 16 weeks from date of receipt of confirm PO. G/Warranty: 12 months from date of DISPATCH - only for manufacturing defects Payment Terms: 100% along with taxes etc against PI, prior to delivery at site. Offer Validity: 31 days from date of offer. Any statutory changes in rate of tax etc will be applicable as on date of dispatch. Minimum Order Qty: N/A Standard packaging will be done for supply of above items. Our offer confirm for 100% fitment & interchangeability of offered products. In case of any discrepancy, we will replace items promptly for free of cost.

## 1100000459
Sl. No. | Item Code | Part Name | UOM | Qty | Unit Rate INR | Sub Total INR | Remarks | Considered | Anne | India
1 | 4000010755 | CARBON BRUSH, 25 X 32 X100 D-172 FOR GENERATOR W-HD-1-06 CARBON BRUSH FOR STEAM TURBINE GENERATOR EXCITATION CURRENT, SIZE:25x32x100MM, BRUSH GRADE:NCC634, RATED CURRENT DENSITY:12.6A/cm2, MAKE:MORGAN | Ea | 50 | 3724 | 186200 |  | 35 | 33
2 | Subtotal |  |  |  |  | 186200
3 | GST Rate 18% applicable against HSN: 9031 |  |  |  |  | 33516
4 | Grand Total on FOR Site Basis-INR |  |  |  |  | 219716
1. 2. 3. 4. 5. 6. 7. 8. 9. | Terms & Conditions Offer Basis FOR Plant Basis. Delivery Time:8 to 12 weeks from date of receipt of confirm PO. G/Warranty: 12 months from date of DISPATCH - only for manufacturing defects Payment Terms: 100% along with taxes etc against PI, prior to delivery at site. Offer Validity: 31 days from date of offer. Any statutory changes in rate of tax etc will be applicable as on date of dispatch. Minimum Order Qty: N/A Standard packaging will be done for supply of above items. Our offer confirm for 100% fitment & interchangeability of offered products. In case of any discrepancy, we will replace items promptly for free of cost.

## PRA010
Sl. No. | Item Code | Part Name | UOM | Qty | Unit Rate INR | Sub Total INR | Remarks | Considered | Anne | India
1 | NA | Dryer HMI, Model No: XJK-XG2E4, XG-213213 (Heated Regenerative Desiccant) With RTD sensor | Ea | 4 | 40656 | 162624 |  | 350 | 330
2 | Subtotal |  |  |  |  | 162624
3 | GST Rate 18% applicable against HSN: 9031 |  |  |  |  | 29272.32
4 | Grand Total on FOR Site Basis-INR |  |  |  |  | 191896.32
1. 2. 3. 4. 5. 6. 7. 8. 9. | Terms & Conditions Offer Basis FOR Plant Basis. Delivery Time: 3 to 4 weeks from date of receipt of confirm PO. G/Warranty: 12 months from date of DISPATCH - only for manufacturing defects Payment Terms: 100% along with taxes etc against PI, prior to delivery at site. Offer Validity: 31 days from date of offer. Any statutory changes in rate of tax etc will be applicable as on date of dispatch. Minimum Order Qty: N/A Standard packaging will be done for supply of above items. Our offer confirm for 100% fitment & interchangeability of offered products. In case of any discrepancy, we will replace items promptly for free of cost.

## 22PRA118
Sl. No. | Item Code | Part Name | UOM | Qty | Unit Rate INR | Sub Total INR | Remarks | Considered | Emma | India
1 | NA | "IDCB-4E/DR/Y Intelligence Data Collects Measure Control Module 20 channel analog differential input three-terminal (Thermocouple) Communication Interface Standard RS-485 Power Input-230 V AC Make-Wuxi Huadong Electric" | Ea | 1 | 333164 | 333164 | 2980 |  | 2900
2 | NA | Harvest AC/DC Power card for IDCB ; Input: 165 - 300 VAC ; Output: 5V/1.60A + 12V/0.10A; Model No: HAT10-0512-NFCI-A | Ea | 2 | 4144.28 | 8288.56 |  |  | 18
3 | Subtotal |  |  |  |  | 341452.56
4 | GST Rate 18% applicable against HSN: 9031 |  |  |  |  | 61461.4608
5 | Grand Total on FOR Site Basis-INR |  |  |  |  | 402914.0208
1. 2. 3. 4. 5. 6. 7. 8. 9. | Terms & Conditions Offer Basis FOR Plant Basis. Delivery Time: 10 weeks from date of receipt of confirm PO. G/Warranty: 12 months from date of DISPATCH - only for manufacturing defects Payment Terms: 100% along with taxes etc against PI, prior to delivery at site. Offer Validity: 31 days from date of offer. Any statutory changes in rate of tax etc will be applicable as on date of dispatch. Minimum Order Qty: N/A Standard packaging will be done for supply of above items. Our offer confirm for 100% fitment & interchangeability of offered products. In case of any discrepancy, we will replace items promptly for free of cost.

## TURBINE-VALVES
Sl. No. | Item Code | Part Name | UOM | Qty | Unit Rate INR | Sub Total INR | Remarks | Considered | Anne | India
1 | NA | PNEUMATIC CONTROL VALVE: Y-TYPE BUTT WELD GLOBE VALVE, SIZE: 50 MM,PRESSURE: 4.0 MPA, TEMPERATURE: 425 C, (FOR CRH AFTER NRV POT DRAIN) YST665Y-300LB 50mm.4.0mpa | Ea | 2 | 180048 | 360096 |  | 1550 | 1418
2 | NA | PNEUMATIC CONTROL VALVE: Y-TYPE BUTT WELD GLOBE VALVE, SIZE: 50 MM, PRESSURE: 15.0 MPA, TEMPERATURE: 550 C, (FOR HRH POT DRAIN) YST665Y-900LB 50mm.15mpa | Ea | 3 | 284592 | 853776 |  | 2450 | 2300
3 | NA | PNEUMATIC CONTROL VALVE: Y-TYPE BUTT WELD GLOBE VALVE, SIZE: 65 MM, PRESSURE: 42.0 MPA, TEMPERATURE: 550 C, (FOR HP BYPASS POT DRAIN) YST665Y-2500LB 65mm.42mpa | Ea | 1 | 342672 | 342672 |  | 2950 | 2800
4 | Subtotal |  |  |  |  | 1556544
5 | GST Rate 18% applicable against HSN: 9031 |  |  |  |  | 280177.92
6 | Grand Total on FOR Site Basis-INR |  |  |  |  | 1836721.92
1. 2. 3. 4. 5. 6. 7. 8. 9. | Terms & Conditions Offer Basis FOR Plant Basis. Delivery Time: 10 weeks from date of receipt of confirm PO. G/Warranty: 12 months from date of DISPATCH - only for manufacturing defects Payment Terms: 100% along with taxes etc against PI, prior to delivery at site. Offer Validity: 31 days from date of offer. Any statutory changes in rate of tax etc will be applicable as on date of dispatch. Minimum Order Qty: N/A Standard packaging will be done for supply of above items. Our offer confirm for 100% fitment & interchangeability of offered products. In case of any discrepancy, we will replace items promptly for free of cost.

## Actuator SWPL
Sl. No. | Item Code | Part Name | UOM | Qty | Unit Rate INR | Sub Total INR | Remarks | Considered | Anne | India
1 | 4000011745 | ACTUATOR TST ELECTRIC VALVE TYPE-QB 60-1 TORQUE-600NM O/P-1RPM MAKE-SHUNTONG VALVE CO.LTD TIANJIN CHINA | Ea | 2 | 99897.6 | 199795.2 |  | 860 | 565
2 | 4000012569 | TRANSFORMER OLTC REMOTE TAP POSITION INIDICATOR | Ea | 2 | 174240 | 348480 |  | 1500 | 1450
3 | Subtotal |  |  |  |  | 548275.2
4 | GST Rate 18% applicable against HSN: 9031 |  |  |  |  | 98689.536
5 | Grand Total on FOR Site Basis-INR |  |  |  |  | 646964.736
1. 2. 3. 4. 5. 6. 7. 8. 9. | Terms & Conditions Offer Basis FOR Plant Basis. Delivery Time: 10 weeks from date of receipt of confirm PO. G/Warranty: 12 months from date of DISPATCH - only for manufacturing defects Payment Terms: 100% along with taxes etc against PI, prior to delivery at site. Offer Validity: 31 days from date of offer. Any statutory changes in rate of tax etc will be applicable as on date of dispatch. Minimum Order Qty: N/A Standard packaging will be done for supply of above items. Our offer confirm for 100% fitment & interchangeability of offered products. In case of any discrepancy, we will replace items promptly for free of cost.

## SWPL HPU
Sl. No. | Item Code | Part Name | UOM | Qty | Unit Rate INR | Sub Total INR | Remarks | Sungme | Emma | India
1 | 4000012477 | DEH MAIN PUMP PRESSURE BLOCK,TYPE- HPU-V100/A,PRESSURE- 14 MPA,FLOW-100LPM,FLUID- FIRE-RESISTANT OIL,DONGFANG STEAM TURBINE WORK | Ea | 2 | 437690.88 | 875381.76 |  | 3768 | 5325
2 | Subtotal |  |  |  |  | 875381.76
3 | GST Rate 18% applicable against HSN: 8481 |  |  |  |  | 157568.7168
4 | Grand Total on FOR Site Basis-INR |  |  |  |  | 1032950.4768
1. 2. 3. 4. 5. 6. 7. 8. 9. | Terms & Conditions Offer Basis FOR Plant Basis. Delivery Time: 10 weeks from date of receipt of confirm PO. G/Warranty: 12 months from date of DISPATCH - only for manufacturing defects Payment Terms: 100% along with taxes etc against PI, prior to delivery at site. Offer Validity: 31 days from date of offer. Any statutory changes in rate of tax etc will be applicable as on date of dispatch. Minimum Order Qty: N/A Standard packaging will be done for supply of above items. Our offer confirm for 100% fitment & interchangeability of offered products. In case of any discrepancy, we will replace items promptly for free of cost.

## SWPL XMR Fan
Sl. No. | Item Code | Part Name | UOM | Qty | Unit Rate INR | Sub Total INR | Remarks | Considered | Emma | India
1 | 5702000043 | COOLING BLOWER FOR DRY TYPE TRANSFORMER, TYPE: GFDD 470-155, 1-PHASE,240V AC 50HZ, 1400RPM, POWER:80W, AIR FLOW:1000M3/HR & 750M3/HR, SIDE BLOWING. | Ea | 6 | 12777.6 | 76665.6 |  | 110 | 74
2 | 5702000044 | COOLING BLOWER FOR DRY TYPE TRANSFORMER, TYPE:GFD(S) 470-110, 1-PHASE,240V AC 50HZ, POWER:40W, AIR FLOW:570M3/HR, SIDE BLOWING. | Ea | 6 | 11616 | 69696 |  | 100 | 67
3 | 5702000045 | COOLING BLOWER FOR DRY TYPE TRANSFORMER TYPE:GFD(S) 365-110, 1-PHASE,240V AC 50HZ, 1400RPM, POWER:40W, AIR FLOW:500M3/HR, SIDE BLOWING. | Ea | 6 | 10454.4 | 62726.4 |  | 90 | 53
4 | Subtotal |  |  |  |  | 209088
5 | GST Rate 18% applicable against HSN: 8481 |  |  |  |  | 37635.84
6 | Grand Total on FOR Site Basis-INR |  |  |  |  | 246723.84
1. 2. 3. 4. 5. 6. 7. 8. 9. | Terms & Conditions Offer Basis FOR Plant Basis. Delivery Time: 10 weeks from date of receipt of confirm PO. G/Warranty: 12 months from date of DISPATCH - only for manufacturing defects Payment Terms: 100% along with taxes etc against PI, prior to delivery at site. Offer Validity: 31 days from date of offer. Any statutory changes in rate of tax etc will be applicable as on date of dispatch. Minimum Order Qty: N/A Standard packaging will be done for supply of above items. Our offer confirm for 100% fitment & interchangeability of offered products. In case of any discrepancy, we will replace items promptly for free of cost.

## SWPL ACLOP Vlv
Sl. No. | Item Code | Part Name | UOM | Qty | Unit Rate INR | Sub Total INR | Considered | Gina | India
1 | 4000012483 | Double tongue check valve, Size: 125 mm (ACLOP DISCHARGE CHECK VLV,125,UH125X2-25) MOC: Stainless steel | Ea | 1 | 456456 | 456456 | 3900 | 3706.9231
2 | Subtotal |  |  |  |  | 456456
3 | GST Rate 18% applicable against HSN: 8481 |  |  |  |  | 82162.08
4 | Grand Total on FOR Site Basis-INR |  |  |  |  | 538618.08
1. 2. 3. 4. 5. 6. 7. 8. 9. | Terms & Conditions Offer Basis FOR Plant Basis. Delivery Time: 10 weeks from date of receipt of confirm PO. G/Warranty: 12 months from date of DISPATCH - only for manufacturing defects Payment Terms: 100% along with taxes etc against PI, prior to delivery at site. Offer Validity: 31 days from date of offer. Any statutory changes in rate of tax etc will be applicable as on date of dispatch. Minimum Order Qty: N/A Standard packaging will be done for supply of above items. Our offer confirm for 100% fitment & interchangeability of offered products. In case of any discrepancy, we will replace items promptly for free of cost.

## SWPL YCT Motor
Sl. No. | Item Code | Part Name | UOM | Qty | Unit Rate INR | Sub Total INR | Considered | Anne | Nan Shan | India
1 | 1100000513 | SKY CLIMBER MOTOR, FRAME:SM1-V111, 3-PHASE 415V AC 50HZ, 1.7KW, Y-CONNECTION,1350RPM, IP-55 | Ea | 2 | Model No/ Name Pic Req | 0
2 | 4000012682 | ELECTROMAGNETIC ADJUSTABLE SPEED INDUCTION MOTOR, YCT200-4A, 5.5KW 415V 3-PH 50HZ, 35.1 N.m, SPEED:1250-125RPM | Ea | 1 | 105336 | 105336 | 900 | 680 | 552.83
2 | Subtotal |  |  |  |  | 105336
3 | GST Rate 18% applicable against HSN: 8501 |  |  |  |  | 18960.48
4 | Grand Total on FOR Site Basis-INR |  |  |  |  | 124296.48
1. 2. 3. 4. 5. 6. 7. 8. 9. | Terms & Conditions Offer Basis FOR Plant Basis. Delivery Time: 10 weeks from date of receipt of confirm PO. G/Warranty: 12 months from date of DISPATCH - only for manufacturing defects Payment Terms: 100% along with taxes etc against PI, prior to delivery at site. Offer Validity: 31 days from date of offer. Any statutory changes in rate of tax etc will be applicable as on date of dispatch. Minimum Order Qty: N/A Standard packaging will be done for supply of above items. Our offer confirm for 100% fitment & interchangeability of offered products. In case of any discrepancy, we will replace items promptly for free of cost.

## Oil Seal Ashwajit
Sl. No. | Item Code | Part Name | UOM | Qty | Unit Rate INR | Sub Total INR | Considered | Gina | Anne | SR Trader
1 | 3000001311 | OIL SEAL 42X72X10 HMSA10RG | Ea | 10 | 1064 | 10640 | 10
2 | 3000001137 | OIL SEAL,SIZE: 315 X 365 X 20, TYPE: C | Ea | 6 | 9044 | 54264 |  | 80
3 | Subtotal |  |  |  |  | 64904
4 | GST Rate 18% applicable against HSN: 4016 |  |  |  |  | 11682.72
5 | Grand Total on FOR Site Basis-INR |  |  |  |  | 76586.72
1. 2. 3. 4. 5. 6. 7. 8. 9. | Terms & Conditions Offer Basis FOR Plant Basis. Delivery Time: 11 to 13 weeks from date of receipt of confirm PO. G/Warranty: 12 months from date of DISPATCH - only for manufacturing defects Payment Terms: 100% along with taxes etc against PI, prior to delivery at site. Offer Validity: 31 days from date of offer. Any statutory changes in rate of tax etc will be applicable as on date of dispatch. Minimum Order Qty: N/A Standard packaging will be done for supply of above items. Our offer confirm for 100% fitment & interchangeability of offered products. In case of any discrepancy, we will replace items promptly for free of cost.

## Filter Vishal
Sl. No. | Item Code | Part Name | UOM | Qty | Unit Rate INR | Sub Total INR | Considered | Gina | Emma | SR Trader
1 | 3000001311 | OIL FILTER Part No: DF 20-06-06 FOR COMPRESSOR MODEL FHOG340W | Ea | 25 | 4024.58 | 100614.5 | 34 |  | 22
2 | Subtotal |  |  |  |  | 100614.5
3 | GST Rate 18% applicable against HSN: 4016 |  |  |  |  | 18110.61
4 | Grand Total on FOR Site Basis-INR |  |  |  |  | 118725.11
1. 2. 3. 4. 5. 6. 7. 8. 9. | Terms & Conditions Offer Basis FOR Plant Basis. Delivery Time: 11 to 13 weeks from date of receipt of confirm PO. G/Warranty: 12 months from date of DISPATCH - only for manufacturing defects Payment Terms: 100% along with taxes etc against PI, prior to delivery at site. Offer Validity: 31 days from date of offer. Any statutory changes in rate of tax etc will be applicable as on date of dispatch. Minimum Order Qty: N/A Standard packaging will be done for supply of above items. Our offer confirm for 100% fitment & interchangeability of offered products. In case of any discrepancy, we will replace items promptly for free of cost.

## CS-1 Vishal
Sl. No. | Item Code | Part Name | UOM | Qty | Unit Rate INR | Sub Total INR | Considered | Gina | Emma | SR Trader
1 | 4000008265 | SPEED PROBE CS-1,G-100-04-01 CS-1-G (High Resistance)-100(Sensor Length)-04(Cable length)-01(Non-full thread shell) | Ea | 4 | 11938.08 | 47752.32 | 102 |  | 114
2 | Subtotal |  |  |  |  | 47752.32
3 | GST Rate 18% applicable against HSN: 4016 |  |  |  |  | 8595.4176
4 | Grand Total on FOR Site Basis-INR |  |  |  |  | 56347.7376
1. 2. 3. 4. 5. 6. 7. 8. 9. | Terms & Conditions Offer Basis FOR Plant Basis. Delivery Time: 11 to 13 weeks from date of receipt of confirm PO. G/Warranty: 12 months from date of DISPATCH - only for manufacturing defects Payment Terms: 100% along with taxes etc against PI, prior to delivery at site. Offer Validity: 31 days from date of offer. Any statutory changes in rate of tax etc will be applicable as on date of dispatch. Minimum Order Qty: N/A Standard packaging will be done for supply of above items. Our offer confirm for 100% fitment & interchangeability of offered products. In case of any discrepancy, we will replace items promptly for free of cost.

## 23PRA123 VSLP
Sl. No. | Item Code | Part Name | UOM | Qty | Unit Rate INR | Sub Total INR | Considered | Gina | Emma | SR Trader
1 | NA | ANALOG SIGNAL Part No: MBD 201, For AVR: SAVR2000 | Ea | 1 | 702240 | 702240 | 6000 |  | 5560
2 | NA | CPU CARD Part No: MBD 202 For AVR: SAVR2000 | Ea | 1 | 702240 | 702240 | 6000 |  | 5560
3 | NA | BASE CARD Part No: MBD 211 For AVR: SAVR2000 | Ea | 1 | 316008 | 316008 | 2700 |  | 2510
4 | Subtotal |  |  |  |  | 1720488
5 | GST Rate 18% applicable against HSN: 90329000 |  |  |  |  | 309687.84
6 | Grand Total on FOR Site Basis-INR |  |  |  |  | 2030175.84
1. 2. 3. 4. 5. 6. 7. 8. 9. | Terms & Conditions Offer Basis FOR Plant Basis. Delivery Time: 11 to 13 weeks from date of receipt of confirm PO. G/Warranty: 12 months from date of DISPATCH - only for manufacturing defects Payment Terms: 100% along with taxes etc against PI, prior to delivery at site. Offer Validity: 31 days from date of offer. Any statutory changes in rate of tax etc will be applicable as on date of dispatch. Minimum Order Qty: N/A Standard packaging will be done for supply of above items. Our offer confirm for 100% fitment & interchangeability of offered products. In case of any discrepancy, we will replace items promptly for free of cost.

## Valve repair kit Vishal
Sl. No. | Item Code | Part Name | UOM | Qty | Unit Rate INR | Sub Total INR | Considered | Gina | Emma | SR Trader
1 | NA | ESP PULSE VALVE 3 INCH, PRESSURE RANGE: 100 PSI, Model: TH--4475-B FOR ESP BAG FILTER | Ea | 20 | 9012.08 | 180241.6 | 77 |  | 66
1 | NA | REPAIR KIT, for ESP PULSE VALVE 3 INCH, PRESSURE RANGE: 100 PSI, Model: TH--4475-B FOR ESP BAG FILTER | Ea | 80 | 2457.84 | 196627.2 | 21 | 13 | 15
2 | Subtotal |  |  |  |  | 196627.2
4 | GST Rate 18% applicable against HSN: 8481 |  |  |  |  | 35392.896
4 | Grand Total on FOR Site Basis-INR |  |  |  |  | 232020.096
1. 2. 3. 4. 5. 6. 7. 8. 9. | Terms & Conditions Offer Basis FOR Plant Basis. Delivery Time: 11 to 13 weeks from date of receipt of confirm PO. G/Warranty: 12 months from date of DISPATCH - only for manufacturing defects Payment Terms: 100% along with taxes etc against PI, prior to delivery at site. Offer Validity: 31 days from date of offer. Any statutory changes in rate of tax etc will be applicable as on date of dispatch. Minimum Order Qty: N/A Standard packaging will be done for supply of above items. Our offer confirm for 100% fitment & interchangeability of offered products. In case of any discrepancy, we will replace items promptly for free of cost.

## Moog Vishal
Sl. No. | Item Code | Part Name | UOM | Qty | Unit Rate INR | Sub Total INR | Considered | Gina | Emma | SR Trader
1 | 4000007442 | SERVO VALVE MAKE-MOOG MODEL: J761-003 TYPE S63JOGA4VPL, | Ea | 2 | 228800 | 457600 | 2000 |  | 2000
2 | Subtotal |  |  |  |  | 457600
3 | GST Rate 18% applicable against HSN: 8481 |  |  |  |  | 82368
4 | Grand Total on FOR Site Basis-INR |  |  |  |  | 539968
1. 2. 3. 4. 5. 6. 7. 8. 9. | Terms & Conditions Offer Basis FOR Plant Basis. Delivery Time: 11 to 13 weeks from date of receipt of confirm PO. G/Warranty: 12 months from date of DISPATCH - only for manufacturing defects Payment Terms: 100% along with taxes etc against PI, prior to delivery at site. Offer Validity: 31 days from date of offer. Any statutory changes in rate of tax etc will be applicable as on date of dispatch. Minimum Order Qty: N/A Standard packaging will be done for supply of above items. Our offer confirm for 100% fitment & interchangeability of offered products. In case of any discrepancy, we will replace items promptly for free of cost.

## 23PRA021
Sl. No. | Item Code | Part Name | UOM | Qty | Unit Rate INR | Sub Total INR | Considered | Anne | Emma | SR Trader
1 | NA | Heat Expansion Controller; Range: (0-80mm; Accuracy: ±0.03 mm; Frequency Response: (0 - 10) Hz, ±1%; Make: DEA; Model: DF9032-03-03 | Ea | 2 | 137280 | 274560 | 1200 | 1195 | 1120
2 | Subtotal |  |  |  |  | 274560
3 | GST Rate 18% applicable against HSN: 9031 |  |  |  |  | 49420.8
4 | Grand Total on FOR Site Basis-INR |  |  |  |  | 323980.8
1. 2. 3. 4. 5. 6. 7. 8. 9. | Terms & Conditions Offer Basis FOR Plant Basis. Delivery Time: 11 to 13 weeks from date of receipt of confirm PO. G/Warranty: 12 months from date of DISPATCH - only for manufacturing defects Payment Terms: 100% along with taxes etc against PI, prior to delivery at site. Offer Validity: 31 days from date of offer. Any statutory changes in rate of tax etc will be applicable as on date of dispatch. Minimum Order Qty: N/A Standard packaging will be done for supply of above items. Our offer confirm for 100% fitment & interchangeability of offered products. In case of any discrepancy, we will replace items promptly for free of cost.

## Vishal Cons June
Sl. No. | Item Code | Part Name | UOM | Qty | Unit Rate INR | Sub Total INR | Considered | Anne | Emma | SR Trader
1 | 3602000137 | PRESSURE DIFFERENCE SWITCH FOR OIL FILTER, PART NO.SO-02, MAKE FEIHE, FOR INSTRUMENT AIR COMPRESSOR | Ea | 2 | 4250 | 8500
2 | 7201000002 | LVDT MAKE : SHIZHONG, MODEL : 1000TD, 0-50MM. | Ea | 14 | 33176 | 464464 | 290
3 | 6001000041 | AC CAPACITOR 83 MICRO FARAD -5 TO +10% 440VAC FOR AEG UPS 80KVA PROTECT 5.31 | Ea | 64 | 2800 | 179200
4 | 6001000042 | DC CAPACITOR 6000 MICRO FARAD +/-20% 315V DC, ALS31C108NT0615 FOR AEG UPS 80KVA PROTECT 5.31. | Ea | 64 | 4000 | 256000
5 | 5201030028 | CONTROL TERMINAL BLOCK (FIXED + MOVING FOR AUXIALLATY CIRUIT OF AIR CIRCUIT BREAKER HA1 SERIES AIR CIRCUIT BREAKER | Ea | 60 | 11000 | 660000
6 | 5002990026 | PHASE LOSS PROTECTION MODULE MODEL : WK-2 CN0504 FOR DL ACTUATOR OF DZW SERIES. | Ea | 30 | 9500 | 285000
7 | 5301000001 | CLOSING COIL DC220V FOR ZN63(VS1)-12KV 1250A VCB (COIL RERSISTANCE:160Ohm) | Ea | 20 | 1601.6 | 32032 | 14
8 | 5209000243 | TRIPPING COIL DC220V FOR ZN63(VS1)-12KV 1250A VCB (COIL RESISTANCE:160Ohm) | Ea | 15 | 1601.6 | 24024 | 14
9 | Subtotal |  |  |  |  | 1909220
10 | GST Rate 18% applicable against HSN: 9031 |  |  |  |  | 343659.6
11 | Grand Total on FOR Site Basis-INR |  |  |  |  | 2252879.6
1. 2. 3. 4. 5. 6. 7. 8. 9. | Terms & Conditions Offer Basis FOR Plant Basis. Delivery Time: 11 to 13 weeks from date of receipt of confirm PO. G/Warranty: 12 months from date of DISPATCH - only for manufacturing defects Payment Terms: 100% along with taxes etc against PI, prior to delivery at site. Offer Validity: 31 days from date of offer. Any statutory changes in rate of tax etc will be applicable as on date of dispatch. Minimum Order Qty: N/A Standard packaging will be done for supply of above items. Our offer confirm for 100% fitment & interchangeability of offered products. In case of any discrepancy, we will replace items promptly for free of cost.

## 23PRA140
Sl. No. | Item Code | Part Name | UOM | Qty | Unit Rate INR | Sub Total INR | Considered | Anne | Gina | SR Trader
1 | NA | GSC CENTRIFUGAL FAN WITH MOTOR, TYPE-AZY.10.30-030.0-01, CAPACITY-160 M3/N, HEAD- 40000 PA, RPM-2900, MOTOR OUTPUT- 11 KW, MOTOR TYPE- THREE PHASE INDUCTION MOTOR, 415V, 50 HZ | Ea | 2 | 800800 | 1601600 | 7000 | 6400 | 6714.2857
2 | Subtotal |  |  |  |  | 1601600
3 | GST Rate 18% applicable against HSN: 9031 |  |  |  |  | 288288
4 | Grand Total on FOR Site Basis-INR |  |  |  |  | 1889888
1. 2. 3. 4. 5. 6. 7. 8. 9. | Terms & Conditions Offer Basis FOR Plant Basis. Delivery Time: 18 weeks from date of receipt of confirm PO. G/Warranty: 12 months from date of DISPATCH - only for manufacturing defects Payment Terms: 100% along with taxes etc against PI, prior to delivery at site. Offer Validity: 31 days from date of offer. Any statutory changes in rate of tax etc will be applicable as on date of dispatch. Minimum Order Qty: N/A Standard packaging will be done for supply of above items. Our offer confirm for 100% fitment & interchangeability of offered products. In case of any discrepancy, we will replace items promptly for free of cost.

## 1100000883
Sl. No. | Item Code | Part Name | UOM | Qty | Unit Rate INR | Sub Total INR | Considered | Gina- No OEm | Emma | SR Trader
1 | NA | VIBRATION SENSOR, (SENSOR + CONERTOR.+CABLE) EDDY CURRENT TYPE, MODEL.NO- CWY-DO-02-01-100 PROBE DIA-8MM,SENSITIVITY-8V/MM,INSTALLATION THREAD-M10x1MM, PROBE TEMP: -30 T0120 DEGREE, SUPPLY SOURCE: -24V DC (SENSOR + CONV.+CABLE) | Ea | 4 | 36036 | 144144 | 315 | 200.5714 | 315
2 | NA | ACTIVE ROTARY SPEED SENSOR MODEL: CS-3-M16-L60 LENGTH: 60MM SENSING DIST: 2MM CABLE LENGTH: 2MTR FITTIN SIZE: M16X1 I/P VOLTAGE: 12 VDC | Ea | 2 | 39468 | 78936 | 345 | 37.1429 | 345
3 | Subtotal |  |  |  |  | 223080
4 | GST Rate 18% applicable against HSN: 9031 |  |  |  |  | 40154.4
5 | Grand Total on FOR Site Basis-INR |  |  |  |  | 263234.4
1. 2. 3. 4. 5. 6. 7. 8. 9. | Terms & Conditions Offer Basis FOR Plant Basis. Delivery Time: 11 to 13 weeks from date of receipt of confirm PO. G/Warranty: 12 months from date of DISPATCH - only for manufacturing defects Payment Terms: 100% along with taxes etc against PI, prior to delivery at site. Offer Validity: 31 days from date of offer. Any statutory changes in rate of tax etc will be applicable as on date of dispatch. Minimum Order Qty: N/A Standard packaging will be done for supply of above items. Our offer confirm for 100% fitment & interchangeability of offered products. In case of any discrepancy, we will replace items promptly for free of cost.

## 23PRA215
Sl. No. | Item Code | Part Name | UOM | Qty | Unit Rate INR | Sub Total INR | Considered | Anne | Emma | SR Trader
1 | NA | ACTUATOR ASSEMBLY WITH MOTOR MAKE: CHANGZHOU SCHNEIDER ACTURATOR TYPE: SND-Z60-18S, SERIAL NO:73149 OPERATION :INCHING TYPE, , SPEED :18 R/MIN, TORQUE: 600NM, POWER SUPPLY: 415V, 50HZ,3PH, IP68, MOTOR POWER :1.1KW, 4A, 4 POLES, DUTY: S2-15, | Ea | 1 | 251680 | 251680 | 2200 | 2130
3 | Subtotal |  |  |  |  | 251680
4 | GST Rate 18% applicable against HSN: 9031 |  |  |  |  | 45302.4
5 | Grand Total on FOR Site Basis-INR |  |  |  |  | 296982.4
1. 2. 3. 4. 5. 6. 7. 8. 9. | Terms & Conditions Offer Basis FOR Plant Basis. Delivery Time: 11 to 13 weeks from date of receipt of confirm PO. G/Warranty: 12 months from date of DISPATCH - only for manufacturing defects Payment Terms: 100% along with taxes etc against PI, prior to delivery at site. Offer Validity: 31 days from date of offer. Any statutory changes in rate of tax etc will be applicable as on date of dispatch. Minimum Order Qty: N/A Standard packaging will be done for supply of above items. Our offer confirm for 100% fitment & interchangeability of offered products. In case of any discrepancy, we will replace items promptly for free of cost.

## C&I VSLP Aug
Sl. No. | Item Code | Part Name | UOM | Qty | Unit Rate INR | Sub Total INR | Considered | Anne | Emma | SR Trader
1 | 23PRA211 | AQUAMET VOLTMAN WATER METER, 2 INCH, WM, 50MM -500MM (2 ”- 20” ) A REMOVABLE MECHANISM TYPE WOLTMAN WATER METER WITH MAGNETIC DRIVE AND VACUUM SEALED REGISTER. | Ea | 1 | Regret | 0
2 | 23PRA299 | FLOW METER; TYPE: GLASS TUBE ROTAMETER; CAPACITY : 400 LPH; SIZE: 25 NB ASA 150; OUTPUT: (4-20)MA; WORKING TEMPERATURE: AMBIENT; WORKING PRESSURE: 2 KG/CM2; DESIGN PRESSURE: 5 KG/CM2; MOC: SS 316+ PTFE; FLOAT : PTFE; ENCLOSURE: SS; FFD: 500MM; CABLE LENGTH: NIL; MAKE: REPUTED; SERVICE: BRINE SOLUTION. | Ea | 1 | 8000 | 8000
3 | 23PRA299 | FLOW METER; TYPE: MAGNETIC; CAPACITY: 7.5 M3/HR; OUTPUT:(4 - 20) MA; WORKING TEMPERATURE: AMBIENT: WORKING PRESSURE: 2 KG/CM2; DESIGN PRESSURE: 5 KG/CM2; HOUSING: DIE CAST ALUMINIUM WITH PU FINISH; LINER: PTFE; ELECTRODES: HASTELLOY C22; PROCESS CONNECTION: FLANGED TO ANSI 150# (FULLY WELDED); CABLE LENGTH: NIL; MAKE: KROHNE; SERVICE : FRESH WATER. | Ea | 1 | Regret | 0
4 | 23PRA299 | FLOW METER; TYPE: MAGNETIC; CAPACITY : 400 LPH; SIZE: 25 NB ASA 150; OUTPUT: (4-20)MA; WORKING TEMPERATURE: AMBIENT; WORKING PRESSURE: 2 KG/CM2; DESIGN PRESSURE: 5 KG/CM2; MOC: SS 316+ PTFE; FLOAT : PTFE; ENCLOSURE: SS; FFD: 500MM; CABLE LENGTH: NIL; SERVICE: BRINE SOLUTION. | Ea | 1 | Regret | 0
5 | 23PRA299 | FLOW METER; TYPE: MAGNETIC; CAPACITY: 7.5 M3/HR; OUTPUT:(4 - 20) MA; WORKING TEMPERATURE: AMBIENT: WORKING PRESSURE: 2 KG/CM2; DESIGN PRESSURE: 5 KG/CM2; HOUSING: DIE CAST ALUMINIUM WITH PU FINISH; LINER: PTFE; ELECTRODES: HASTELLOY C22; PROCESS CONNECTION: FLANGED TO ANSI 150# (FULLY WELDED); CABLE LENGTH: NIL; SERVICE : FRESH WATER. | Ea | 1 | Regret | 0
6 | 23PRA274 | CHANGZHOU MAKE ACTUATOR ASSEMBLY WITH MOTOR, MAKE: CHANGZHOU, MODEL: SND-Z20-18S, SR NO: 74332, SPEED-18 RPM, TORQUE- 200 NM, MOTOR- 0.37KW,1.8 AMP., SUPPLY - 415 VOLT, SERVICE: BAC | Ea | 1 | 251680 | 251680
7 | 23PRA158 | MOOG GOVERNING VALVE, WITH CONNECTOR AND CABLE, MODEL: J761-003A, S/N: 19484, TYPE: S63JOGA4VPL, PP: 4500 PSI, PD: 3000 PSI, SIG. -42.80 TO 37.20 MA | Ea | 2 | 245000 | 490000
8 | 23PRA158 | RTD-PT100 (DUPLEX TYPE), 3+3 WIRES, CALIBRATION : AS PER STANDARD IEC751,CLASS B, INSULATION: MGO, SHEATH:SS316, OD 6MM, POT SEAL: SS SLEEVE, EXTENSION CABLE:8 MTR LONG,6 CORE,7/36 SWG, TEFLON/TEFLON INSULATED/SS WIRE BRAIDED CABLE, MOUNTING : ¼ INCH BSP(M),SS ADJUSTABLE COMPRESSION FITTING, TOTAL SHEATH LENGTH BELOW POT SEAL 100MM, MAKE-TOSHNIWAL (TIPL) | Ea | 2 | Regret | 0
9 | 23PRA158 | VIBRATION SENSOR WITH TOP CONNECTOR, (LOCAL DISPLAY WITH 2 VIBRATION SENSOR), MEASURING RANGE – (0-20 MM/SEC) RMS, OUTPUT 4-20 MA, MOUNTING : UNIVERSAL TYPE H/V/A -ALL, WITH M6 TO M10X1.5 ADAPTER, POWER SUPPLY 230 VAC, FREQUENCY RANGE 2-1000 HZ, WITH LOCAL DISPLAY WITH 4-20 MA RETRANSMISSION OUTPUT FACILITY TO HOOK-UP DATA WITH DCS. 2 NOS. OUTPUT FOR ALARM ( 6.5 MM/SEC.) & DANGER ( 11.0 MM/SEC.), MODEL NO. - FM-LPS420-50, MAKE – FORBE MARSHALL | Ea | 2 | Regret | 0
10 | 23PRA158 | PRESSURE SWITCH MODEL:PRINCE GH-902-1E-3 DIFF.PRESSURE:13 TO 46 PSI 220 VAC SUPPLY | Ea | 2 | Regret | 0
11 | 23PRA158 | P/N: P0972TS REV: A, S/N: D/C 1010 10516, DES LC-MTRJ. 62.5U ZIP CORD OF NP 15M | Ea | 4 | 2500 | 10000
12 | 23PRA162 | SOLENOIDE VALVE, MODEL- 4V410-15, PRESSURE- 1.5 TO 8.0 BAR, COILVOLTAGE- 24V DC, MAKE- AIRTECH | Ea | 5 | 2500 | 12500
13 | 23PRA162 | SOLENOID VALVE, SINGLE COIL TYPE, CONNECTION:1/4", MAKE:AIRTEC MODEL:3V210-08-NC, PRESSURE:1.5-8.0BAR, COIL SUPPLY:220V AC | Ea | 8 | 2500 | 20000
14 | 23PRA162 | ANALOG INPUT-CURRENWOLTAGE 8 POINT(36 PIN), CAT NO:-1756-IF8A, MAKE -ALLEN BRADLEY | Ea | 2 | Regret | 0
15 | 23PRA162 | TYPE: T-125-2/, TORQUE: 600NM/5BAR, MAKE: PNEUTO | Ea | 1 | Regret | 0
16 | 23PRA162 | LIMIT SWITCH, WLCA 12-2, OMRAN AUTOMATION, MOUSER NO. 653-WLCA12-2, MFR NO. WLCA12-2. | Ea | 5 | 3500 | 17500
17 | 23PRA163 | VIBRATION SENSOR WITH TOP CONNECTOR, (LOCAL DISPLAY WITH 2 VIBRATION SENSOR), MEASURING RANGE – (0-20 MM/SEC) RMS, OUTPUT 4-20 MA, MOUNTING : UNIVERSAL TYPE H/V/A -ALL, WITH M6 TO M10X1.5 ADAPTER, POWER SUPPLY 230 VAC, FREQUENCY RANGE 2-1000 HZ, WITH LOCAL DISPLAY WITH 4-20 MA RETRANSMISSION OUTPUT FACILITY TO HOOK-UP DATA WITH DCS. 2 NOS. OUTPUT FOR ALARM ( 6.5 MM/SEC.) & DANGER ( 11.0 MM/SEC.), MODEL NO. - FM-LPS420-50, MAKE – FORBE MARSHALL | Ea | 2 | Regret | 0
18 | 23PRA163 | PUSH/PULL FITTINGS 1/4” NPT, MAKE-FESTO | Ea | 50 | Regret | 0
19 | 23PRA163 | LVDT, 3000TD, 0-150MM, NO 2100139, MAKE: SHIZHONG. | Ea | 2 | 37752 | 75504 | 330
20 | 23PRA163 | PT 100, DUPLEX, LENGTH: 1 MTR, DIA: 8MM, T42RPO3C85, S NO. 22MR0859 | Ea | 2 | Regret | 0
21 | 23PRA163 | "IDCB-4E/DR/Y INTELLIGENCE DATA COLLECTS MEASURE CONTROL MODULE 20 CHANNEL ANALOG DIFFERENTIAL INPUT THREE-TERMINAL (THERMOCOUPLE) COMMUNICATION INTERFACE STANDARD RS-485 POWER INPUT-230 V AC MAKE-WUXI HUADONG ELECTRIC" | Ea | 1 | 328288.56 | 328288.56 |  | 2800
22 | 23PRA164 | AC TO DC CONVERTOR SMPS. INPUT VOLTAGE: 85-264V AC, OUTPUT: 24V DC, 4.5A, CHASSIS MOUNTED, VOLTAGE ISOLATION: 3 KV, MODEL NO.LRS-100-24, MAKE: MEAN WELL. | Ea | 2 | 2500 | 5000
23 | 23PRA164 | THERMOCOUPLE, RANGE 0-600 DEG.C, LENGTH: 12MTR, DIA: 5MM WITH INNER AND OUTER FITTING. | Ea | 2 | Regret | 0
24 | 23PRA164 | THERMOCOUPLE, CR/AL "K" TYPE, 0- 1200DEG.C, LENGTH: 1200MM, T/W: INCONEL, THERMOWELL WITH ADJUSTABLE FLANGE. | Ea | 5 | Regret | 0
25 | 23PRA164 | TEMP TRANSMITTER, INPUT: PT100, 3 WIRE, RANGE:0-200DEG. C, SUPPLY: 9-45VDC, OUTPUT 4-20MA, MAKE: RADIX | Ea | 2 | Regret | 0
26 | 23PRA164 | UNIVERSAL TEMP INDICATOR CUM CONTROLLER, CONTROL TYPE: PID ON/ OFF, NO OF DIGITS 4+7, OUTPUT TYPE: RELAY, SENSOR INPUT: THERMOCOUPLE, RTD,RESOLUTION 0.1 DEGREEC,,VOLTAGE: 220-240 V, ACCURACY +- 0.25% OF FULL SPAN + 1 DEGREE, PHASE SINGLE, IP RATING IP68 | Ea | 1 | Regret | 0
27 | 23PRA164 | PRESSURE SWITCH- MODEL NO. – H100-189-QC1, ADJUSTABLE PRESSURE RANGE : 17.2 TO 241.3 BAR, DEAD BAND IS FIXED WITHIN RANGE, LOWER 75% RANGE SPAN: 50 TO 300 PSI, TOP 25% RANGE SPAN: 3.4 TO 20.7 BAR, OVER RANGE : 275.8 BAR, PROOF PRESSURE : 482.6 BAR, SWITCH OUTPUT: SPDT; 15A 125/250/480 VAC RESISTIVE, PRESSURE CONNECTION: 1/2” NPT (FEMALE) ,DIAPHRAGM & PROCESS CONNECTION MOC:316L STAINLESS STEEL, MODEL DECODIFICATION: H100 : ONE SPDT OUTPUT; EPOXY COATED ENCLOSURE; INTERNAL ADJUSTMENT WITH HIGH-LOW REFERENCE SCALE, 189: MODEL SELECTED BASED ON RANGE REQUIRED., QC1: CALIBRATION CERTIFICATE ,MAKE : UE,USA | Ea | 1 | 29744 | 29744 | 260
28 | 23PRA164 | AUTO DRAIN VALVE, SIZE- 1/2" BSF (F) AUTOMATIC DRAIN OF CONDENSATE FROM COMPRESSOR/DRIER TIMER ON: 1-99 SEC, TIMER OFF: 1-99 MIN, ORIFICE 3MM, DISCHARGE 9LTR/MIN AT 6 BAR PRESSURE IN BUILT STRAINER, COIL VOLTAGE: 230V AC | Ea | 4 | Regret | 0
29 | 23PRA165 | MOV FEEDBACK POSITIONER, MAKE: CHANGZHOU, MODEL: SND-Z30-18S, SR NO: 73129, SPEED-18 RPM, TORQUE- 300 NM, MOTOR- 0.37KW,1.8 AMP., SUPPLY - 415 VOLT | Ea | 3 | 22880 | 68640 | 200
30 | 23PRA165 | MOV DISPLAY CARD, MAKE: CHANGZHOU, MODEL: SND-Z30-18S, SR NO: 73129, SPEED-18 RPM, TORQUE- 300 NM, MOTOR- 0.37KW,1.8 AMP., SUPPLY - 415 VOLT | Ea | 3 | 25168 | 75504 | 220
31 | 23PRA165 | MOV RECTIFIER CARD, MAKE: CHANGZHOU, MODEL: SND-Z30-18S, SR NO: 73129, SPEED-18 RPM, TORQUE- 300 NM, MOTOR- 0.37KW,1.8 AMP., SUPPLY - 415 VOLT , | Ea | 3 | 14872 | 44616 | 130
32 | 23PRA226 | POWER CARD FOR THE ACTUATOR MAKE: CHANG ZHOU SCHNEIDER ACTUATOR,MODEL : SND-Z250-18S, SERIAL NO: 73166, TORQUE: 2500NM, SPEED: 18RPM, VOLT: 415V, FREQUENCY: 50HZ 3PH MOTOR: 3KW, 9AMP, 4POLE IP68, WEIGHT: 200KG, DUTY: S2-15, SERVICE: MAIN STEAM STOP VALVE | Ea | 2 | 13728 | 27456 | 120
33 | 23PRA227 | FEED BACK CARD FOR THE ACTUATOR MAKE: CHANG ZHOU SCHNEIDER ACTUATOR,MODEL : SND-Z250-18S, SERIAL NO: 73166, TORQUE: 2500NM, SPEED: 18RPM, VOLT: 415V, FREQUENCY: 50HZ 3PH MOTOR: 3KW, 9AMP, 4POLE IP68, WEIGHT: 200KG, DUTY: S2-15, SERVICE: MAIN STEAM STOP VALV | Ea | 2 | 22880 | 45760 | 200
34 | 23PRA227 | TORQUE CARD FOR THE ACTUATOR MAKE: CHANG ZHOU SCHNEIDER ACTUATOR,MODEL : SND-Z250-18S, SERIAL NO: 73166, TORQUE: 2500NM, SPEED: 18RPM, VOLT: 415V, FREQUENCY: 50HZ 3PH MOTOR: 3KW, 9AMP, 4POLE IP68, WEIGHT: 200KG, DUTY: S2-15, SERVICE: MAIN STEAM STOP VALVE | Ea | 2 | 22880 | 45760 | 200
35 | 23PRA227 | DISPLAY CARD FOR THE ACTUATOR MAKE: CHANG ZHOU SCHNEIDER ACTUATOR, MODEL : SND-Z250-18S, SERIAL NO: 73166, TORQUE: 2500NM, SPEED: 18RPM, VOLT: 415V, FREQUENCY: 50HZ 3PH MOTOR: 3KW, 9AMP, 4POLE IP68, WEIGHT: 200KG, DUTY: S2-15, SERVICE: MAIN STEAM STOP VALV | Ea | 2 | 25168 | 50336 | 220
36 | 23PRA228 | ROTORK ACTUATOR SERIAL NO. CX53140202, ACTUATOR TYPE IQM10F10A, SPEED 18RPM, TORQUE MAX. 34NM, , LUBRICATION- SAE80EP, MOTOR RATING-0.08KW, MOTOR SUPPLY 415-3-50 | Ea | 1 | Regret | 0
37 | 23PRA228 | CHANGZHOU SCHNEIDER ACTUATOR SERIAL NO.-73536 TYPE-SND-Z5-1-18S, TORQUE- 150NM, SPEED 18R/MIN, POWER SUPPLY 415V, 50HZ, MOTOR POWER-0.25KW, A-104, POLE-4, DUTY -S2-15 | Ea | 1 | 251680 | 251680
38 | 23PRA258 | RELAY, MODEL NO:MY2NJ,220/240 VAC 8-PIN, MAKE OMRON | Ea | 10 | 450 | 4500
39 | 23PRA267 | PRESSURE GAUGE; RANGE: 0-25MPA; CONNECTION : 1/2" BSP, BOTTOM; MAKE: WIKA | Ea | 10 | Regret | 0
40 | 23PRA267 | PRESSURE GAUGE; RANGE: 0-6MPA; CONNECTION : 1/2" BSP, BOTTOM; MAKE: WIKA | Ea | 10 | Regret | 0
41 | 23PRA100 | "MODEL NO. PM-6105 ,REGULAR DIGITAL MANOMETER FUNCTIONS WITH TOTAL 11 PRESSURE UNIT SCALE +OPERATING CONDITIONS 0 TO 50°C POWER SUPPLY 1 X 9V BATTERY DIMENSIONS 203 MM HEIGHT X 75 MM WIDTH X 50 MM THICKNESS RANGE : 0 TO ± 3515 MM WG IN STEPS OF 1 MM WG " | Ea | 1 | Regret | 0
42 | Subtotal |  |  |  |  | 1862468.56
43 | GST Rate 18% applicable against HSN: 9031 |  |  |  |  | 335244.3408
44 | Grand Total on FOR Site Basis-INR |  |  |  |  | 2197712.9008
1. 2. 3. 4. 5. 6. 7. 8. 9. | Terms & Conditions Offer Basis FOR Plant Basis. Delivery Time: 11 to 13 weeks from date of receipt of confirm PO. G/Warranty: 12 months from date of DISPATCH - only for manufacturing defects Payment Terms: 100% along with taxes etc against PI, prior to delivery at site. Offer Validity: 31 days from date of offer. Any statutory changes in rate of tax etc will be applicable as on date of dispatch. Minimum Order Qty: N/A Standard packaging will be done for supply of above items. Our offer confirm for 100% fitment & interchangeability of offered products. In case of any discrepancy, we will replace items promptly for free of cost.

## SWPL TG Spares
Sl. No. | Item | Part Name | UOM | Qty | Unit Rate INR | Sub Total INR | Considered | Jiadegreen | Emma | SR Trader
1 | HP CV MANIPULATING BRACKET (WITH TOTAL SPRING ASSEMBLY) | MAKE: DONGFANG TURBINE CO Ltd, DRAWING NUMBER: D150C-006001A | Ea | 1 | 372372 | 372372 | 3255 | 3100
2 | HP CV ACTUATOR RIGHT SIDE TOTAL ASSEMBLY | MAKE:DONGFANG TURBINE CO Ltd,DRG NO: D150D-332000A(FITTING,MANIFOLD,SOLOENOID VALVE,ORIFICE 0.8,WIRING BOX,MOUNTING RAIL,CHECK VALVE,BOLTS,PLUGS,UNLOADING VALVE PACKAGE,UNLOADING VAVLE COVER PLATE,ETC.) | Ea | 1 | 894894 | 894894 | 7822.5 | 7450
3 | HP CV ACTUATOR LEFT SIDE TOTAL ASSEMBLY | MAKE:DONGFANG TURBINE CO Ltd,DRG,NO:D150D-331000A(FITTING,MANIFOLD,SOLOENOID VALVE,ORIFICE 0.8,WIRING,BOX,MOUNTING RAIL,CHECK VALVE,BOLTS,PLUGS,UNLOADING VALVE,PACKAGE,UNLOADING VAVLE COVER PLATE,ETC.) | Ea | 1 | 894894 | 894894 | 7822.5 | 7450
4 | JOP MAIN PR CONTROL BLOCK,D135D-601000B, | JACKING OIL SYSTEM MAIN PRESSURE CONTROL BLOCK (ALL TURBINE BEARINGS,PRESSURE CONTROL BLOCK) ,MODEL : D135D-601000B,DONGFANG TURBINE CO LTD | Ea | 1 | 780780 | 780780 | 6825 | 6500
5 | JOP INDI DISCHARGE BLOCK NRV,RVP20-10, | JACKING OIL PUMP INDIVIDUAL DISCHARGE NRV BLOCK(HIGH PRESSURE BLOCK MOUNTIN NON RETURN VALVE),MAKE : LIXIN, MODEL:RVP20-10 ( 104-07083-00063) | Ea | 1 | 2402.4 | 2402.4 | 21 | 20
6 | HP CV ACT RIGHT CYLINDER,D150D-332000A, | HP CV ACTUATOR RIGHT SIDE CYLINDER (INCLUDED O-RINGS),MAKE:DONGFANG TURBINE CO Ltd, DRAWING NUMBER: D150D-332000A,MOC: 2CR13 | Ea | 1 | 372372 | 372372 | 3255 | 3100
7 | LP BYPASS VALVE DISK,DRAWING NO.: C3Y201-4,MOC: A565Gr616 | MAKE: SHANGHAI CCI POWER CONTROL EQUIPMENT CO LTD,DN 500/800 MM,STROKE H: 120 MM,MEDIUM : STEAM,OIL PRESSURE 14.5 MPA. | Ea | 1 | 720720 | 720720 | 6300 | 6000
8 | IMPELLER | IMPELLER FOR ACW PUMP,MODEL: SLOW200-340,CAPACITY:600m3/hr,HEAD: 30M,SPEED: 1480 RPM,POWER:75 KW, MAKE : SHANGHAI LIANCHENG GROUP CO LTD | Ea | 2 | 40040 | 80080 | 350 |  | 300 - HT 1136 SS
8 | Subtotal |  |  |  |  | 4118514.4
9 | GST Rate 18% applicable against HSN: 9031 |  |  |  |  | 741332.592
10 | Grand Total on FOR Site Basis-INR |  |  |  |  | 4859846.992
1. 2. 3. 4. 5. 6. 7. 8. 9. | Terms & Conditions Offer Basis FOR Plant Basis. Delivery Time: 11 to 13 weeks from date of receipt of confirm PO. G/Warranty: 12 months from date of DISPATCH - only for manufacturing defects Payment Terms: 100% along with taxes etc against PI, prior to delivery at site. Offer Validity: 31 days from date of offer. Any statutory changes in rate of tax etc will be applicable as on date of dispatch. Minimum Order Qty: N/A Standard packaging will be done for supply of above items. Our offer confirm for 100% fitment & interchangeability of offered products. In case of any discrepancy, we will replace items promptly for free of cost.

## C&I VSLP Add
Sl. No. | Item Code | Part Name | UOM | Qty | Unit Rate INR | Sub Total INR | Considered | Anne | Emma | SR Trader
43 | 23PRA296 | HIGH QUALITY HYDRAULIC PRESSURE BALL VALVE YJZQ-J32B 40X3.1 CARBON STEEL HIGH PRESSURE MANIFOLD MOUNTING PLATE TYPE | Ea | 2 | 4096.4 | 8192.8 | 35 |  | 30
45 | 23PRA160 | 8 MM PROXIMITION SENSOR 330180-50-00 3300 XL PROXIMITOR WITH THE FOLLOWING CONFIGURATION: TOTAL LENGTH & MOUNTING; 50 METRE & PANEL MOUNT, TEST DATA OPTION: STANDARD TEST DATA, 330180 STOCK STANDARDS: 330180-50-00 COUNTRY OF ORIGIN:US ECCN:EAR99 HTS:8543 | Ea | 2 | 63786.8 | 127573.6 | 545 |  | 505
46 | 23PRA160 | HEA IGNITOR SPARK ROD, MODEL-XDH-20L, STORED ENERGY (J) 20. SUPPLY-AC 240V, SPARK RATE – 10 SPS, OUTPUT VOLTAGE:2500V DC, WORKING CYCLE: 5/1 MIN, LENGTH: 3808 MM, OD: 18 MM | Ea | 2 | 62031.2 | 124062.4 | 530 |  | 495
47 | 23PRA160 | LVDT- 2000TD, LENGTH- 0-100 MM, NO. 1206091 HIGH TEMPERATURE UPTO 250 DEGREE C, MAKE- SHIZHONG | Ea | 4 | 37452.8 | 149811.2 | 320 |  | 300
48 | 23PRA329 | VALVE SMART POSITIONER, MAKE- FISHER, MODEL TYPE - DVC2000, 30MADC, 30VDC, 100PSI, AMBIAN TEMP-40 DEG. TO 80 DEG.C, IP66 ALONG WITH FEEDBACK LINK: MAGNETIC FEEDBACK ARRAY SUITABLE FOR LINEAR STEM TRAVEL UP TO ¾ IN TO BE MOUNTED ON 667 SIZE 45 ACTUATOR. MAGNETIC ARRAY PART NO. : GG20240X022 | Ea | 2 | 140448 | 280896 | 1200 |  | 1150
49 | 23PRA330 | ELECTRO PNEUMATIC SMART POSITIONER, MODEL: V18345-1010521001, SUPPLY PRESSURE: 20-90 PSI, INPUT ANALOG: 4-20MA, DOUBLE ACTING, SOFTWARE REV: 2.00, SERIAL NO: 582625, WITH ANALOG FEEDBACK, INTELLIGENT, CONFIGURABLE, WITH INDICATOR AND OPERATOR PANEL, MAKE: ABB | Ea | 2 | 143374 | 286748 | 1225 |  | 1225
1 | Subtotal |  |  |  |  | 977284
2 | GST Rate 18% applicable against HSN: 9031 |  |  |  |  | 175911.12
3 | Grand Total on FOR Site Basis-INR |  |  |  |  | 1153195.12
1. 2. 3. 4. 5. 6. 7. 8. 9. | Terms & Conditions Offer Basis FOR Plant Basis. Delivery Time: 11 to 13 weeks from date of receipt of confirm PO. G/Warranty: 12 months from date of DISPATCH - only for manufacturing defects Payment Terms: 100% along with taxes etc against PI, prior to delivery at site. Offer Validity: 31 days from date of offer. Any statutory changes in rate of tax etc will be applicable as on date of dispatch. Minimum Order Qty: N/A Standard packaging will be done for supply of above items. Our offer confirm for 100% fitment & interchangeability of offered products. In case of any discrepancy, we will replace items promptly for free of cost.

## C&I VSLP Order
Sl. No. | Item Code | Part Name | UOM | Qty | Unit Rate INR | Sub Total INR | Considered | Anne | Emma | SR Trader
7 | 23PRA158 | MOOG GOVERNING VALVE, WITH CONNECTOR AND CABLE, MODEL: J761-003A, S/N: 19484, TYPE: S63JOGA4VPL, PP: 4500 PSI, PD: 3000 PSI, SIG. -42.80 TO 37.20 MA | Ea | 2 | 219000 | 438000
11 | 23PRA158 | P/N: P0972TS REV: A, S/N: D/C 1010 10516, DES LC-MTRJ. 62.5U ZIP CORD OF NP 15M | Ea | 4 | 2500 | 10000
16 | 23PRA162 | LIMIT SWITCH, WLCA 12-2, OMRAN AUTOMATION, MOUSER NO. 653-WLCA12-2, MFR NO. WLCA12-2. | Ea | 5 | 3500 | 17500
19 | 23PRA163 | LVDT, 3000TD, 0-150MM, NO 2100139, MAKE: SHIZHONG. | Ea | 2 | 37752 | 75504 | 330
27 | 23PRA164 | PRESSURE SWITCH- MODEL NO. – H100-189-QC1, ADJUSTABLE PRESSURE RANGE : 17.2 TO 241.3 BAR, DEAD BAND IS FIXED WITHIN RANGE, LOWER 75% RANGE SPAN: 50 TO 300 PSI, TOP 25% RANGE SPAN: 3.4 TO 20.7 BAR, OVER RANGE : 275.8 BAR, PROOF PRESSURE : 482.6 BAR, SWITCH OUTPUT: SPDT; 15A 125/250/480 VAC RESISTIVE, PRESSURE CONNECTION: 1/2” NPT (FEMALE) ,DIAPHRAGM & PROCESS CONNECTION MOC:316L STAINLESS STEEL, MODEL DECODIFICATION: H100 : ONE SPDT OUTPUT; EPOXY COATED ENCLOSURE; INTERNAL ADJUSTMENT WITH HIGH-LOW REFERENCE SCALE, 189: MODEL SELECTED BASED ON RANGE REQUIRED., QC1: CALIBRATION CERTIFICATE ,MAKE : UE,USA | Ea | 1 | 29000 | 29000 | 260
29 | 23PRA165 | MOV FEEDBACK POSITIONER, MAKE: CHANGZHOU, MODEL: SND-Z30-18S, SR NO: 73129, SPEED-18 RPM, TORQUE- 300 NM, MOTOR- 0.37KW,1.8 AMP., SUPPLY - 415 VOLT | Ea | 3 | 22880 | 68640 | 200
30 | 23PRA165 | MOV DISPLAY CARD, MAKE: CHANGZHOU, MODEL: SND-Z30-18S, SR NO: 73129, SPEED-18 RPM, TORQUE- 300 NM, MOTOR- 0.37KW,1.8 AMP., SUPPLY - 415 VOLT | Ea | 3 | 25168 | 75504 | 220
31 | 23PRA165 | MOV RECTIFIER CARD, MAKE: CHANGZHOU, MODEL: SND-Z30-18S, SR NO: 73129, SPEED-18 RPM, TORQUE- 300 NM, MOTOR- 0.37KW,1.8 AMP., SUPPLY - 415 VOLT , | Ea | 3 | 14872 | 44616 | 130
32 | 23PRA226 | POWER CARD FOR THE ACTUATOR MAKE: CHANG ZHOU SCHNEIDER ACTUATOR,MODEL : SND-Z250-18S, SERIAL NO: 73166, TORQUE: 2500NM, SPEED: 18RPM, VOLT: 415V, FREQUENCY: 50HZ 3PH MOTOR: 3KW, 9AMP, 4POLE IP68, WEIGHT: 200KG, DUTY: S2-15, SERVICE: MAIN STEAM STOP VALVE | Ea | 2 | 13728 | 27456 | 120
33 | 23PRA227 | FEED BACK CARD FOR THE ACTUATOR MAKE: CHANG ZHOU SCHNEIDER ACTUATOR,MODEL : SND-Z250-18S, SERIAL NO: 73166, TORQUE: 2500NM, SPEED: 18RPM, VOLT: 415V, FREQUENCY: 50HZ 3PH MOTOR: 3KW, 9AMP, 4POLE IP68, WEIGHT: 200KG, DUTY: S2-15, SERVICE: MAIN STEAM STOP VALV | Ea | 2 | 22880 | 45760 | 200
34 | 23PRA227 | TORQUE CARD FOR THE ACTUATOR MAKE: CHANG ZHOU SCHNEIDER ACTUATOR,MODEL : SND-Z250-18S, SERIAL NO: 73166, TORQUE: 2500NM, SPEED: 18RPM, VOLT: 415V, FREQUENCY: 50HZ 3PH MOTOR: 3KW, 9AMP, 4POLE IP68, WEIGHT: 200KG, DUTY: S2-15, SERVICE: MAIN STEAM STOP VALVE | Ea | 2 | 22880 | 45760 | 200
35 | 23PRA227 | DISPLAY CARD FOR THE ACTUATOR MAKE: CHANG ZHOU SCHNEIDER ACTUATOR, MODEL : SND-Z250-18S, SERIAL NO: 73166, TORQUE: 2500NM, SPEED: 18RPM, VOLT: 415V, FREQUENCY: 50HZ 3PH MOTOR: 3KW, 9AMP, 4POLE IP68, WEIGHT: 200KG, DUTY: S2-15, SERVICE: MAIN STEAM STOP VALV | Ea | 2 | 25168 | 50336 | 220
38 | 23PRA258 | RELAY, MODEL NO:MY2NJ,220/240 VAC 8-PIN, MAKE OMRON | Ea | 10 | 350 | 3500
43 | 23PRA296 | HIGH QUALITY HYDRAULIC PRESSURE BALL VALVE YJZQ-J32B 40X3.1 CARBON STEEL HIGH PRESSURE MANIFOLD MOUNTING PLATE TYPE | Ea | 2 | 4000 | 8000 | 35 |  | 30
45 | 23PRA160 | 8 MM PROXIMITION SENSOR 330180-50-00 3300 XL PROXIMITOR WITH THE FOLLOWING CONFIGURATION: TOTAL LENGTH & MOUNTING; 50 METRE & PANEL MOUNT, TEST DATA OPTION: STANDARD TEST DATA, 330180 STOCK STANDARDS: 330180-50-00 COUNTRY OF ORIGIN:US ECCN:EAR99 HTS:8543 | Ea | 2 | 62000 | 124000 | 545 |  | 505
46 | 23PRA160 | HEA IGNITOR SPARK ROD, MODEL-XDH-20L, STORED ENERGY (J) 20. SUPPLY-AC 240V, SPARK RATE – 10 SPS, OUTPUT VOLTAGE:2500V DC, WORKING CYCLE: 5/1 MIN, LENGTH: 3808 MM, OD: 18 MM | Ea | 2 | 54000 | 108000 | 530 |  | 495
1 | Subtotal |  |  |  |  | 1171576
2 | GST Rate 18% applicable against HSN: 9031 |  |  |  |  | 210883.68
3 | Grand Total on FOR Site Basis-INR |  |  |  |  | 1382459.68
1. 2. 3. 4. 5. 6. 7. 8. 9. | Terms & Conditions Offer Basis FOR Plant Basis. Delivery Time: 11 to 13 weeks from date of receipt of confirm PO. G/Warranty: 12 months from date of DISPATCH - only for manufacturing defects Payment Terms: 100% along with taxes etc against PI, prior to delivery at site. Offer Validity: 31 days from date of offer. Any statutory changes in rate of tax etc will be applicable as on date of dispatch. Minimum Order Qty: N/A Standard packaging will be done for supply of above items. Our offer confirm for 100% fitment & interchangeability of offered products. In case of any discrepancy, we will replace items promptly for free of cost.

## SWPL Pump
Sl. No. | Item Code | Part Name | UOM | Qty | Unit Rate INR | Sub Total INR | Remarks | Considered | Emma | Gina
1 | NA | Hydraulic coupling gear pump as per image (All the items inside circle are required, required elements with pump are showing in arrow mark Make : GUANGDONG ZHONGXING POWER TRANSMISSION CO. LTD, CHINA Model : YOTCP875 Serial No. : 08 1 2440 Input speed : 1000 RPM Power transmitted : 390/995 kW Slip : 1.5 -3 % Range of speed regulating : 1 – 1:5 Oil Pump flow : 238 L/min Working oil grade : Perslia 32 Working oil pressure (min) : 0.15 MPa Open pressure of Relief valve : 0.35 MPa | Set | 2 | 310147.2 | 620294.4 | 2670 |  | 8950 | 1764.4928
2 | NA | LUBE OIL SYSTEM PUMP Make : TianJin DingJia Industry pump factory, China. Type : Three Screw Pump ( 3GR25x4S) Capacity : 0.8 m3/hr Pressure : 1 MPa NPSH : 6.5 mtr Motor Power : 0.75 kW Speed : 1450 RPM | Ea | 2 | 53433.6 | 106867.2 | 460 |  | 428 | 557.971
3 | NA | APH – Oil pump for Gear box. / Required for the oil pump. Model : DGW D200 CCW and DGW D200 CW Serial No. : 0816102 / Date- 2008 04. Make : HEBEI BEIFANG REDUCER CO. LTD., CHINA APH rotor speed with: 1.28 RPM AC Drive motor APH rotor speed with: 1.38 RPM DC Drive motor Shaft speed with Auxiliary: 11.68 RPM Torque output of shaft : 8500 Nm Output Shaft diameter: 140 mm Oil capacity of reducer : 30 ltrs, EP 320 | Ea | 2 | 31363.2 | 62726.4 | 270 |  | 248 | 294.9275
4 | Subtotal |  |  |  |  | 789888
5 | GST Rate 18% applicable against HSN: 9031 |  |  |  |  | 142179.84
6 | Grand Total on FOR Site Basis-INR |  |  |  |  | 932067.84
1. 2. 3. 4. 5. 6. 7. 8. 9. | Terms & Conditions Offer Basis FOR Plant Basis. Delivery Time: 10 weeks from date of receipt of confirm PO. G/Warranty: 12 months from date of DISPATCH - only for manufacturing defects Payment Terms: 100% along with taxes etc against PI, prior to delivery at site. Offer Validity: 31 days from date of offer. Any statutory changes in rate of tax etc will be applicable as on date of dispatch. Minimum Order Qty: N/A Standard packaging will be done for supply of above items. Our offer confirm for 100% fitment & interchangeability of offered products. In case of any discrepancy, we will replace items promptly for free of cost.

## ..1100000883
Sl. No. | Item Code | Part Name | UOM | Qty | Unit Rate INR | Sub Total INR | Remarks | Considered | Emma | Gina
1 | 4000008284 | BFP Speed Sensor & Controller complete set required, ACTIVE ROTARY SPEED SENSOR MODEL: CS-3-M16-L60-02 (CS3-Active Rotary Speed sensor,M-16 Thread size,L60 – sensor length,02 – 2 Mtr Cable length)LENGTH: 60MM SENSING DIST: 2MM CABLE LENGTH: 2MTR FITTIN SIZE: M16X1 I/P VOLTAGE: 12 VDC FOR BFP Working Temperature : -40 to 120 Deg. C Resistance & Cable Code : Red-Supply (12 vdc) Yellow-Signal (Output) White/green- Common Red/White- 250 K ohm White Yellow – 250 K ohm Red/Yellow – 50 k ohm | Set | 2 | 220704 | 441408 | 1900 |  | 1750
2 | 4000007107 | LIMIT SWITCH BOX 2SPDT MODEL- APL 310 N B | Ea | 10 | 4065.6 | 40656 | 35 |  | 31
3 | Subtotal |  |  |  |  | 40656
4 | GST Rate 18% applicable against HSN: 9031 |  |  |  |  | 7318.08
5 | Grand Total on FOR Site Basis-INR |  |  |  |  | 47974.08
1. 2. 3. 4. 5. 6. 7. 8. 9. | Terms & Conditions Offer Basis FOR Plant Basis. Delivery Time: 10 weeks from date of receipt of confirm PO. G/Warranty: 12 months from date of DISPATCH - only for manufacturing defects Payment Terms: 100% along with taxes etc against PI, prior to delivery at site. Offer Validity: 31 days from date of offer. Any statutory changes in rate of tax etc will be applicable as on date of dispatch. Minimum Order Qty: N/A Standard packaging will be done for supply of above items. Our offer confirm for 100% fitment & interchangeability of offered products. In case of any discrepancy, we will replace items promptly for free of cost.

## SWPL AOH 1100001331
Sl. No. | Item Code | Part Name | UOM | Qty | Unit Rate INR | Sub Total INR | Considered | Emma | Anne | SR Trader
1 | 4000008285 | SVH SERVO CARD MODEL-SVH61 I/P RESISRANCE-500 OHM LVDT FEEDBACK MAX-18VPP FREQ-1000HZ POWER- +24/+-15VDC TEMP:-40-80DEG | Ea | 1 | 234080 | 234080 | 2000 | 2000
2 | 4000008265 | SPEED PROBE CS-1,G-100-04-01 CS-1-G (High Resistance)-100(Sensor Length)-04(Cable length)-01(Non-full thread shell) | Ea | 2 | 13459.6 | 26919.2 | 115 |  | 114
3 | 4000006793 | PROCESSOR MODULE ZFDT-VII,HARBIN BOILER PROCESSOR MODULE MODEL-ZFDT-VIII, MAKE : HARBIN BOILER CHINA | Ea | 4 | 146300 | 585200 | 1250 | 1250
4 | Subtotal |  |  |  |  | 846199.2
5 | GST Rate 18% applicable against HSN: 9032 |  |  |  |  | 152315.856
6 | Grand Total on FOR Site Basis-INR |  |  |  |  | 998515.056
1. 2. 3. 4. 5. 6. 7. 8. 9. | Terms & Conditions Offer Basis FOR Plant Basis. Delivery Time: 11 to 13 weeks from date of receipt of confirm PO. G/Warranty: 12 months from date of DISPATCH - only for manufacturing defects Payment Terms: 100% along with taxes etc against PI, prior to delivery at site. Offer Validity: 31 days from date of offer. Any statutory changes in rate of tax etc will be applicable as on date of dispatch. Minimum Order Qty: N/A Standard packaging will be done for supply of above items. Our offer confirm for 100% fitment & interchangeability of offered products. In case of any discrepancy, we will replace items promptly for free of cost.

## XJ Panel Spares
Sl. No. | Item Code | Part Name | UOM | Qty | Unit Rate INR | GST 18% | Sub Total INR | Considered | Emma | Anne | SR Trader
1 | 4000010963 | DISPLAY for HMI UNIT FOR WXH-802A MICROPROCESSOR BASED DIGITAL TRANSMISSION LINE PROTECTION DEVICE, MAKE:XJ ELECTRIC CO LTD For 220KV LINES PROTECTION PANEL | Ea | 4 | 49725 | 8950.5 | 234702 | 425 | 400
2 | 4000010963 | RELAY FOR WXH-802A MICROPROCESSOR BASED DIGITAL TRANSMISSION LINE PROTECTION DEVICE, MAKE:XJ ELECTRIC CO LTD For 220KV LINES PROTECTION PANEL | Ea | 4 | 1316718 | 237009.24 | 6214908.96 | 11254 | 11254
2 | 4000010987 | DC POWER CARD FOR FCK 801A CONTROL & MONITORING RELAY, CARD NO.FCK-801A/2 000009050270/8 For 220KV BAY MONITORING PANELS | Ea | 4 | 58500 | 10530 | 276120 | 500 | 475
3 | Subtotal | [5 empty] | 6491028.96
4 | GST Rate 18% applicable against HSN: 9032 | [5 empty] | 1168385.2128
5 | Grand Total on FOR Site Basis-INR | [5 empty] | 7659414.1728
1. 2. 3. 4. 5. 6. 7. 8. 9. | Terms & Conditions Offer Basis FOR Plant Basis. Delivery Time: 11 to 13 weeks from date of receipt of confirm PO. G/Warranty: 12 months from date of DISPATCH - only for manufacturing defects Payment Terms: 100% along with taxes etc against PI, prior to delivery at site. Offer Validity: 31 days from date of offer. Any statutory changes in rate of tax etc will be applicable as on date of dispatch. Minimum Order Qty: N/A Standard packaging will be done for supply of above items. Our offer confirm for 100% fitment & interchangeability of offered products. In case of any discrepancy, we will replace items promptly for free of cost.

## 1100001404
Sl. No. | Item Code | Part Name | UOM | Qty | Unit Rate INR | Sub Total INR | Considered | Emma | Sparemaster | SR Trader
1 | 4000003584 | ASH COMPRESSOR AIR FILTER ELEMENT AIR FILTER ELEMENT FOR SCREW AIR COMPRESSOR FHOG340W-N42/0.75 Q=42M3/MIN P=0.75MPA AIR FILTER ELEMENT DF40-01-0302 FOR COMPRESSOR MODEL FHOG340W MAKE - SHANGAI FHEE | Ea | 12 | 41549.2 | 498590.4 | 355 | 345
2 | 4000003586 | ASH COM AIR OIL SEPARATOR FILT ELEMENT AIR OIL SEPARATOR FINE FILTER ELEMENT FOR SCREW AIR COMPRESSOR FHOG340W-N42/0.75 Q=42M3 /MIN P=0. MAKE - SHANGAI FHEE | Ea | 12 | 29393 | 352716 |  | 169 | 359
3 | Subtotal |  |  |  |  | 851306.4
4 | GST Rate 18% applicable against HSN: 9032 |  |  |  |  | 153235.152
5 | Grand Total on FOR Site Basis-INR |  |  |  |  | 1004541.552
1. 2. 3. 4. 5. 6. 7. 8. 9. | Terms & Conditions Offer Basis FOR Plant Basis. Delivery Time: 11 to 13 weeks from date of receipt of confirm PO. G/Warranty: 12 months from date of DISPATCH - only for manufacturing defects Payment Terms: 100% along with taxes etc against PI, prior to delivery at site. Offer Validity: 31 days from date of offer. Any statutory changes in rate of tax etc will be applicable as on date of dispatch. Minimum Order Qty: N/A Standard packaging will be done for supply of above items. Our offer confirm for 100% fitment & interchangeability of offered products. In case of any discrepancy, we will replace items promptly for free of cost.

## VPC-TB
Sl. No. | Item Code | Part Name | UOM | Qty | Unit Rate INR | Sub Total INR | Considered | Emma | Anne | SR Trader
1 | 4000007392 | VPC-TB IN DEH PANEL,GE VPC-TB IN DEH PANEL VPC-TB IN DEH PANEL, MAKE- GE ENERGY, Valve Position Control Terminal Board MODEL NO-369B1878G0014 | Ea | 3 | 128744 | 386232 | 1100 | 1100
3 | Subtotal |  |  |  |  | 386232
4 | GST Rate 18% applicable against HSN: 9032 |  |  |  |  | 69521.76
5 | Grand Total on FOR Site Basis-INR |  |  |  |  | 455753.76
1. 2. 3. 4. 5. 6. 7. 8. 9. | Terms & Conditions Offer Basis FOR Plant Basis. Delivery Time: 11 to 13 weeks from date of receipt of confirm PO. G/Warranty: 12 months from date of DISPATCH - only for manufacturing defects Payment Terms: 100% along with taxes etc against PI, prior to delivery at site. Offer Validity: 31 days from date of offer. Any statutory changes in rate of tax etc will be applicable as on date of dispatch. Minimum Order Qty: N/A Standard packaging will be done for supply of above items. Our offer confirm for 100% fitment & interchangeability of offered products. In case of any discrepancy, we will replace items promptly for free of cost.

## 1100001375
Sl. No. | Item Code | Part Name | UOM | Qty | Unit Rate INR | Sub Total INR | Considered | Gina | Anne | SR Trader
1 | 3003000093 | OIL SEAL SLEEVE (SHAFT SLEEVING FOR ROLLER ), FOR COAL MILL ZGM 95N | Ea | 9 | 10640 | 95760 | 90 | 83
2 | 3000001137 | OIL SEAL,SIZE: 315 X 365 X 20, TYPE: C | Ea | 36 | 9044 | 325584 |  | 60
3 | Subtotal |  |  |  |  | 421344
4 | GST Rate 18% applicable against HSN: 4016 |  |  |  |  | 75841.92
5 | Grand Total on FOR Site Basis-INR |  |  |  |  | 497185.92
1. 2. 3. 4. 5. 6. 7. 8. 9. | Terms & Conditions Offer Basis FOR Plant Basis. Delivery Time: 11 to 13 weeks from date of receipt of confirm PO. G/Warranty: 12 months from date of DISPATCH - only for manufacturing defects Payment Terms: 100% along with taxes etc against PI, prior to delivery at site. Offer Validity: 31 days from date of offer. Any statutory changes in rate of tax etc will be applicable as on date of dispatch. Minimum Order Qty: N/A Standard packaging will be done for supply of above items. Our offer confirm for 100% fitment & interchangeability of offered products. In case of any discrepancy, we will replace items promptly for free of cost.

## 1100001351
Sl. No. | Item Code | Part Name | UOM | Qty | Unit Rate INR | Sub Total INR | Considered | Anne | Gina | Emma
1 | NA | PLOUGH FEEDER MOTOR ACTUATOR,DTZA-10000-¦ PLOUGH FEEDER MOTOR ACTUATOR, MODEL-DTZA-1000-50, POWER-1.5 KW, THRUST-10KN, TRAVEL-500MM,SPEED-42 MM/S, MOTOR DRIVEN-PUSH ROD (THRUST BAR) OEM-MAKE-JINING ZHONG HONG MECHANICAL | Ea | 4 | 51480 | 205920 | 450 | 652 | 500 | 600 & 350
2 | Subtotal |  |  |  |  | 205920
3 | GST Rate 18% applicable against HSN: 4016 |  |  |  |  | 37065.6
4 | Grand Total on FOR Site Basis-INR |  |  |  |  | 242985.6
1. 2. 3. 4. 5. 6. 7. 8. 9. | Terms & Conditions Offer Basis FOR Plant Basis. Delivery Time: 11 to 13 weeks from date of receipt of confirm PO. G/Warranty: 12 months from date of DISPATCH - only for manufacturing defects Payment Terms: 100% along with taxes etc against PI, prior to delivery at site. Offer Validity: 31 days from date of offer. Any statutory changes in rate of tax etc will be applicable as on date of dispatch. Minimum Order Qty: N/A Standard packaging will be done for supply of above items. Our offer confirm for 100% fitment & interchangeability of offered products. In case of any discrepancy, we will replace items promptly for free of cost.

## OLTC
Sl. No. | Item Code | Part Name | UOM | Qty | Unit Rate INR | Sub Total INR | Considered | Anne | Gina | Emma
1 | NA | SV TYPE OLTC COMPLETE UNIT WITH DIVERTER SWITCH,MDU & TOP GEAR UNIT (TYPE - SV III-500D/35-10193W, SL.NO – V08 1036), MAKE:SHANGHAI HUAMING. {OLTC COMPLETE UNIT SUITABLE TO REPLACE THE EXISTING OLTC OF TBEA MAKE UNIT TRANSFORMER TYPE:SFZ10-16000/13.8TH, 16000KVA,13.8KVx(1± 8x1.25%)/6.9KV, 669.39A/1338.78A, TRANSFORMER PRODUCT CODE:1XTB.710.1847.1; TRAFO.PRODUCT SERIAL NO.1090044. EXISTING ON LOAD TAP CHANGER DETAILS: SR. NO. V08 1036, DATE:2008.07; TYPE:SVIII-500D/35-10193W, RATED THROUGH CURRENT=386A,RATED STEP VOLTAGE=172.5V, TRANS RESISTOR=0.4 OHMS, IMPLEMENTED STANDARD:IEC 60214, GB10230, MAKE:SHANGHAI HUAMING POWER EQUIPMENT CO.LTD, PR CHINA.} | Set | 1 | 1112540 | 1112540 | 9725 | 9725
2 | Subtotal |  |  |  |  | 1112540
3 | GST Rate 18% applicable against HSN: 8503 |  |  |  |  | 200257.2
4 | Grand Total on FOR Site Basis-INR |  |  |  |  | 1312797.2
1. 2. 3. 4. 5. 6. 7. 8. 9. | Terms & Conditions Offer Basis FOR Plant Basis. Delivery Time: 11 to 13 weeks from date of receipt of confirm PO. G/Warranty: 12 months from date of DISPATCH - only for manufacturing defects Payment Terms: 100% along with taxes etc against PI, prior to delivery at site. Offer Validity: 31 days from date of offer. Any statutory changes in rate of tax etc will be applicable as on date of dispatch. Minimum Order Qty: N/A Standard packaging will be done for supply of above items. Our offer confirm for 100% fitment & interchangeability of offered products. In case of any discrepancy, we will replace items promptly for free of cost.

## 1100001313
Sl. No. | Item Code | Part Name | UOM | Qty | Unit Rate INR | Sub Total INR | Considered | Anne | Gina | Emma
1 | 4000006395 | BEARING HOUSING WITH END COVERS FOR SEAL AIR FAN, Bearing No. DE -7222 (2 Nos.) and NDE - NU222/P6 1 no. MOC- CAST STEEL IS:1030 GR.280-520N Set includes following: Upper seat, Lower seat, End cover and Seal (no bearings) | Set | 1 | 274560 | 274560 | 2400 | 2400
a |  | Bearing No. DE -7222 | Ea | 2 | 34320 |  | 300 | 289
b |  | Bearing No NDE - NU222/P6 | Ea | 1 | 34320 |  | 300 | 289
2 | Subtotal |  |  |  |  | 274560
3 | GST Rate 18% applicable against HSN: 4016 |  |  |  |  | 49420.8
4 | Grand Total on FOR Site Basis-INR |  |  |  |  | 323980.8
Note: Bearing rates are offered separately
1. 2. 3. 4. 5. 6. 7. 8. 9. | Terms & Conditions Offer Basis FOR Plant Basis. Delivery Time: 11 to 13 weeks from date of receipt of confirm PO. G/Warranty: 12 months from date of DISPATCH - only for manufacturing defects Payment Terms: 100% along with taxes etc against PI, prior to delivery at site. Offer Validity: 31 days from date of offer. Any statutory changes in rate of tax etc will be applicable as on date of dispatch. Minimum Order Qty: N/A Standard packaging will be done for supply of above items. Our offer confirm for 100% fitment & interchangeability of offered products. In case of any discrepancy, we will replace items promptly for free of cost.

## 1100001244
Sl. No. | Item Code | Part Name | UOM | Qty | Unit Rate INR | Sub Total INR | Considered | Anne | Nan Shan | Emma
1 | 4000013103 | MAGNETIC COUPLER FOR STACKER PCRD SYSTEM REQUIRED AS PER EXISTING MAGNETIC COUPLER AVAILABLE IN STACKER | Ea | 1 | 109824 | 109824 | 960 | 960 | 1090
2 | Subtotal |  |  |  |  | 109824
3 | GST Rate 18% applicable against HSN: 8483 |  |  |  |  | 19768.32
4 | Grand Total on FOR Site Basis-INR |  |  |  |  | 129592.32
1. 2. 3. 4. 5. 6. 7. 8. 9. | Terms & Conditions Offer Basis FOR Plant Basis. Delivery Time: 11 to 13 weeks from date of receipt of confirm PO. G/Warranty: 12 months from date of DISPATCH - only for manufacturing defects Payment Terms: 100% along with taxes etc against PI, prior to delivery at site. Offer Validity: 31 days from date of offer. Any statutory changes in rate of tax etc will be applicable as on date of dispatch. Minimum Order Qty: N/A Standard packaging will be done for supply of above items. Our offer confirm for 100% fitment & interchangeability of offered products. In case of any discrepancy, we will replace items promptly for free of cost.

## Ash Water Pump
Sl. No. | Item Code | Part Name | UOM | Qty | Unit Rate INR | Sub Total INR | Considered | Anne | Nan Shan | Emma
1 | NA | IMPELLER FOR ASH WATER PUMP 100ZZ-46 ( 100ZZ-50-01 ) | Ea | 1 | 282400.0608 | 282400.0608 | 2468.532 |  | 2805.15
2 | NA | FRONT PROTECTION COVER FOR ASH WATER PUMP 100ZZ-46 ( 100ZZ-50-03 ) | Ea | 1 | 279172.5165 | 279172.5165 | 2440.3192 |  | 2773.09
3 | NA | SUB-IMPELLER CHAMBER(100ZZ-50-09) FOR ASH WATER PUMP 100ZZ-46 ( 100ZZ-50-09 ) | Ea | 1 | 177508.8973 | 177508.8973 | 1551.6512 |  | 1763.24
4 | NA | SLEEVE(100ZZ-50-02) FOR ASH WATER PUMP 100ZZ-46 ( 100ZZ-50-02 ) | Ea | 1 | 484113.527 | 484113.527 | 4231.7616 |  | 4808.82
5 | NA | BACK PROTECTION COVER FOR ASH WATER PUMP 100ZZ-46 ( 100ZZ-50-04 ) | Ea | 1 | 274331.2 | 274331.2 | 2398 |  | 2725
6 | NA | PUMP SHAFT FOR ASH WATER PUMP 100ZZ-46 ( 100ZZ-50-21 ) | Ea | 1 | 61321.3286 | 61321.3286 | 536.0256 |  | 609.12
7 | NA | SHAFT SLEEVE FOR ASH WATER PUMP 100ZZ-46 ( 100ZZ-50-11 ) | Ea | 1 | 72616.727 | 72616.727 | 634.7616 |  | 721.32
8 | Subtotal |  |  |  |  | 1631464.2573
9 | GST Rate 18% applicable against HSN: 8413 |  |  |  |  | 293663.5663
10 | Grand Total on FOR Site Basis-INR |  |  |  |  | 1925127.8236
1. 2. 3. 4. 5. 6. 7. 8. 9. | Terms & Conditions Offer Basis FOR Plant Basis. Delivery Time: 11 to 13 weeks from date of receipt of confirm PO. G/Warranty: 12 months from date of DISPATCH - only for manufacturing defects Payment Terms: 100% along with taxes etc against PI, prior to delivery at site. Offer Validity: 31 days from date of offer. Any statutory changes in rate of tax etc will be applicable as on date of dispatch. Minimum Order Qty: N/A Standard packaging will be done for supply of above items. Our offer confirm for 100% fitment & interchangeability of offered products. In case of any discrepancy, we will replace items promptly for free of cost.

## SWPL YCT Motor (2)
Sl. No. | Item Code | Part Name | UOM | Qty | Unit Rate INR | Sub Total INR | Considered | Anne | Nan Shan | India
1 | 1100000513 | SKY CLIMBER MOTOR, FRAME:SM1-V111, 3-PHASE 415V AC 50HZ, 1.7KW, Y-CONNECTION,1350RPM, IP-55 | Ea | 2 | Wait | 0
2 | 4000012682 | ELECTROMAGNETIC ADJUSTABLE SPEED INDUCTION MOTOR, YCT200-4A, 5.5KW 415V 3-PH 50HZ, 35.1 N.m, SPEED:1250-125RPM | Ea | 1 | 93632 | 93632 | 800 | 680 | 552.83
2 | Subtotal |  |  |  |  | 93632
3 | GST Rate 18% applicable against HSN: 8501 |  |  |  |  | 16853.76
4 | Grand Total on FOR Site Basis-INR |  |  |  |  | 110485.76
1. 2. 3. 4. 5. 6. 7. 8. 9. | Terms & Conditions Offer Basis FOR Plant Basis. Delivery Time: 10 weeks from date of receipt of confirm PO. G/Warranty: 12 months from date of DISPATCH - only for manufacturing defects Payment Terms: 100% along with taxes etc against PI, prior to delivery at site. Offer Validity: 31 days from date of offer. Any statutory changes in rate of tax etc will be applicable as on date of dispatch. Minimum Order Qty: N/A Standard packaging will be done for supply of above items. Our offer confirm for 100% fitment & interchangeability of offered products. In case of any discrepancy, we will replace items promptly for free of cost.

## Turning Gear Spares
Sl. No. | Part Number | Part Name | Sub Drawing No | Qty | Unit Rate INR | Sub Total INR | Considered | Sungme | Nan Shan | India
1 | 6 | Gyration plunger | Y47-231300A | 1 | 177215.85 | 177215.85 | 1480.5 | 1410
2 | 8 | Active Gear | Y47-231400A | 1 | 192926.475 | 192926.475 | 1611.75 | 1535
3 | 11 | Active cover (Gear cover) | Y47-231600A | 1 | 254512.125 | 254512.125 | 2126.25 | 2025
4 | 12 | Electromagnetic valve (Two-piston, Three way valve) |  | 1 | 30792.825 | 30792.825 | 257.25 | 245
5 | 14 | Control sliding valve | Y47-231700A | 1 | 173445.3 | 173445.3 | 1449 | 1380
6 | 34 | Warm gear arbor | Y47-231000A005 | 1 | 111859.65 | 111859.65 | 934.5 | 890
7 | 79 | Spacer block | M181.231.073 | 2 | 23880.15 | 47760.3 | 199.5 | 190
8 | 91 | Gear | Y47-231000A017 | 1 | 111859.65 | 111859.65 | 934.5 | 890
9 | 92 | Locating Bush | Y47-231000A018 | 2 | 17595.9 | 35191.8 | 147 | 140
10 | Subtotal |  |  |  |  | 1135563.975
11 | GST Rate 18% applicable against HSN: 8501 |  |  |  |  | 204401.5155
12 | Grand Total on FOR Site Basis-INR |  |  |  |  | 1339965.4905
1. 2. 3. 4. 5. 6. 7. 8. 9. | Terms & Conditions Offer Basis FOR Plant Basis. Delivery Time: 14 weeks from date of receipt of confirm PO. G/Warranty: 12 months from date of DISPATCH - only for manufacturing defects Payment Terms: 100% along with taxes etc against PI, prior to delivery at site. Offer Validity: 31 days from date of offer. Any statutory changes in rate of tax etc will be applicable as on date of dispatch. Minimum Order Qty: N/A Standard packaging will be done for supply of above items. Our offer confirm for 100% fitment & interchangeability of offered products. In case of any discrepancy, we will replace items promptly for free of cost.

## 1100001462
Sl. No. | Part Number | Part Name | Qty | Unit Rate INR | Sub Total INR | Considered | Anne | Emma | India
1 | 3502000012 | IMPELLER FOR ASH WATER PUMP 100ZZ-46 | 2 | 197505 | 395010 | 1650 | 995 | 1650
2 | Subtotal |  |  |  | 395010
3 | GST Rate 18% applicable against HSN: 8501 |  |  |  | 71101.8
4 | Grand Total on FOR Site Basis-INR |  |  |  | 466111.8
1. 2. 3. 4. 5. 6. 7. 8. 9. | Terms & Conditions Offer Basis FOR Plant Basis. Delivery Time: 14 weeks from date of receipt of confirm PO. G/Warranty: 12 months from date of DISPATCH - only for manufacturing defects Payment Terms: 100% along with taxes etc against PI, prior to delivery at site. Offer Validity: 31 days from date of offer. Any statutory changes in rate of tax etc will be applicable as on date of dispatch. Minimum Order Qty: N/A Standard packaging will be done for supply of above items. Our offer confirm for 100% fitment & interchangeability of offered products. In case of any discrepancy, we will replace items promptly for free of cost.

## TBEA
Sl. No. | Part Number | Part Name | Qty | Unit Rate INR | Sub Total INR | Considered | Anne | Emma | India
1 | 5701010019 | HV BUSHING FOR GENERATOR TRANSFORMER, MAKE:TBEA, TRAFO. SR.NO.28A176, OIP TRANSFORMER BUSHING,TYPE-BRDL1W3, 252/630-4,RATED VOLT-252KV,CURRENT-630A,CAT NO-60619,CAPACITANCE-355PF,OIL TYPE-DB 45,OIL WEIGHT-79 KG. BUSHING MAKE:XIANXD HIGH VOLTAGE PORCELAIN INSULATION CO.LTD | 1 | 700245 | 700245 | 5850 | 5850
2 | 5701010002 | HV NEUTRAL BUSHING FOR GENERATOR TRANSFORMER 170MVA, 220/13.8KV MAKE:TBEA, BUSHING:TYPE-BRDLW1-126/630-4-2000-4,RATED VOLTAGE-126 KV,RATED CURRENT-630 AMP,CAT NO-229,CAPACITANCE-257 PF | 1 | 313614 | 313614 | 2620 | 2620
3 | 5701010030 | LV BUSHING FOR GT 170MVA 235/13.8KV, OIP TRANSFORMER BUSHING,TYPE-BRW-40.5/16000-4, Un-35KV,CAT NO-63312,CAPACITANCE-754PF,OIL TYPE-DB 45 | 1 | 975555 | 975555 | 8150 | 8150
4 | Subtotal |  |  |  | 1989414
5 | GST Rate 18% applicable against HSN: 8546 |  |  |  | 358094.52
6 | Grand Total on FOR Site Basis-INR |  |  |  | 2347508.52
1. 2. 3. 4. 5. 6. 7. 8. 9. | Terms & Conditions Offer Basis FOR Plant Basis. Delivery Time: 14 weeks from date of receipt of confirm PO. G/Warranty: 12 months from date of DISPATCH - only for manufacturing defects Payment Terms: 100% along with taxes etc against PI, prior to delivery at site. Offer Validity: 31 days from date of offer. Any statutory changes in rate of tax etc will be applicable as on date of dispatch. Minimum Order Qty: N/A Standard packaging will be done for supply of above items. Our offer confirm for 100% fitment & interchangeability of offered products. In case of any discrepancy, we will replace items promptly for free of cost.

## 1100001489
Sl. No. | Part Number | Part Name | Sub Drawing No | Qty | Unit Rate INR | Sub Total INR | Considered | Sungme | Sungme New | India
1 |  | Complete Turning Gear assembly | (WP)Y46-231000A | 1 | 7060950 | 7060950 | 63900 | 63900
2 | 4 | Enclosure (Breather enclosure) |  | 1 | 15082.2 | 15082.2 | 126 | 120
3 | 5 | Plunger Cover | M181.231.3Z | 1 | 20109.6 | 20109.6 | 168 | 160
4 | 6 | Gyration plunger | Y47-231300A | 1 | 54672.975 | 54672.975 | 456.75 | 435
5 | 7 | Active Cap 2 no's | M181.231.6Z | 2 | 85465.8 | 170931.6 | 714 | 680 | 660
6 | 8 | Active Gear | Y47-231400A | 1 | 92378.475 | 92378.475 | 771.75 | 735
7 | 9 | Adjustable Fitting Dg 20 | M181.231.12Z | 2 | 11311.65 | 22623.3 | 94.5 | 90 | 90
8 | 10 | Oil Pipe | Y47-231500A | 1 | 145794.6 | 145794.6 | 1218 | 1160 | 1200
9 | 11 | Active cover (Gear cover) | Y47-231600A | 1 | 399678.3 | 399678.3 | 3339 | 3180
10 | 12 | Electromagnetic valve (Two-piston, Three way valve) |  | 1 | 42104.475 | 42104.475 | 351.75 | 335
11 | 14 | Control sliding valve | Y47-231700A | 1 | 36448.65 | 36448.65 | 304.5 | 290
12 | 1 | Cover (Turning gear main housing body) | Y47-231000B001 | 1 | 1044225 | 1044225 | 9450 | 9000
13 | 2 | Felt ring seal | Q/ZB 68-77 | 4 | 6912.675 | 27650.7 | 57.75 | 55 | 60
14 | 3 | Packing washer | Y47-231000A001 | 1 | 4398.975 | 4398.975 | 36.75 | 35
15 | 4 | Eye cover | M181.231.038 | 1 | 67241.475 | 67241.475 | 561.75 | 535 | 520
16 | 8 | Semi flexible coupling (Barring gear side coupling) | M181.231.039 | 1 | 37705.5 | 37705.5 | 315 | 300
17 | 29 | Bearing block | M181.231.048 | 2 | 55929.825 | 111859.65 | 467.25 | 445 | 680
18 | 30 | Axile bush | M181.231.049 | 2 | 35191.8 | 70383.6 | 294 | 280 | 300
19 | 34 | Warm gear arbor | Y47-231000A005 | 1 | 145794.6 | 145794.6 | 1218 | 1160
20 | 44 | Staff | M181.231.057 | 1 | 8797.95 | 8797.95 | 73.5 | 70 | 90
21 | 45 | Crank | M181.231.058 | 1 | 25137 | 25137 | 210 | 200 | 220
22 | 54 | Active Arbor | Y47-231000A010 | 1 | 20109.6 | 20109.6 | 168 | 160 | 220
23 | 56 | Swing Stem | M181.231.062 | 1 | 25765.425 | 25765.425 | 215.25 | 205 | 200
24 | 58 | Barrel | M181.231.064 | 1 | 7541.1 | 7541.1 | 63 | 60 | 70
25 | 59 | Spring | M181.231.065 | 1 | 8797.95 | 8797.95 | 73.5 | 70 | 60
26 | 60 | Outer cover | Y47-231000A011 | 1 | 66613.05 | 66613.05 | 556.5 | 530
27 | 61 | Spring | M181.231.067 | 1 | 11311.65 | 11311.65 | 94.5 | 90 | 80
28 | 62 | Plunger | M181.231.068 | 1 | 18224.325 | 18224.325 | 152.25 | 145 | 160
29 | 64 | Connecting rod | M181.231.069 | 1 | 36448.65 | 36448.65 | 304.5 | 290 | 280
30 | 70 | Carrier rod | M181.231.071 | 1 | 8169.525 | 8169.525 | 68.25 | 65 | 60
31 | 77 | Pin (Bullet) | D09.231.062 | 1 | 5027.4 | 5027.4 | 42 | 40 | 40
32 | 78 | Spring | D09.231.063 | 1 | 1256.85 | 1256.85 | 10.5 | 10
33 | 79 | Spacer block | M181.231.073 | 2 | 8797.95 | 17595.9 | 73.5 | 70
34 | 88 | Adjusting heel block | M181.231.079 | 1 | 8797.95 | 8797.95 | 73.5 | 70 | 90
35 | 91 | Gear | Y47-231000A017 | 1 | 167161.05 | 167161.05 | 1396.5 | 1330
36 | 92 | Locating Bush | Y47-231000A018 | 2 | 6284.25 | 12568.5 | 52.5 | 50
37 | Subtotal |  |  |  |  | 10019357.55
38 | GST Rate 18% applicable against HSN: 8501 |  |  |  |  | 1803484.359
39 | Grand Total on FOR Site Basis-INR |  |  |  |  | 11822841.909
1. 2. 3. 4. 5. 6. 7. 8. 9. | Terms & Conditions Offer Basis FOR Plant Basis. Delivery Time: 18 weeks from date of receipt of confirm PO. G/Warranty: 12 months from date of DISPATCH - only for manufacturing defects Payment Terms: 100% along with taxes etc against PI, prior to delivery at site. Offer Validity: 31 days from date of offer. Any statutory changes in rate of tax etc will be applicable as on date of dispatch. Minimum Order Qty: N/A Standard packaging will be done for supply of above items. Our offer confirm for 100% fitment & interchangeability of offered products. In case of any discrepancy, we will replace items promptly for free of cost.

## 100032 , 100033 & 100044
Sl. No. | PR No | Item Code | Part Name | UOM | PR Qty. | Unit Rate-INR | SubTotal | Comments | Considered | Emma
1 | 100032 | NA | MOV DISPLAY CARD, MAKE: CHANGZHOU, MODEL: SND-Z90-18S, SR NO: 73164, SPEED-18 RPM, TORQUE- 900 NM, MOTOR- 1.5KW, 5AMP., SUPPLY - 415 VOLT | Nos | 5 | 23452 | 117260 | NA | 205 | 205
2 | 100032 | NA | MOV POWER CARD, MAKE: CHANGZHOU, MODEL: SND-Z90-18S, SR NO: 73164, SPEED-18 RPM, TORQUE- 900 NM, MOTOR- 1.5KW, 5AMP., SUPPLY - 415 VOLT | Nos | 5 | 16016 | 80080 | NA | 140 | 140
3 | 100032 | NA | MOV CONTROL CARD, MAKE: ROTORK , SERIAL NO. CX53140301, ACTUATOR TYPE IQM20, SPEED 36RPM, TORQUE MAX. 81NM, , LUBRICATION- SAE80EP, MOTOR RATING-0.5KW, MOTOR SUPPLY 415-3-50 | Nos | 5 | 61776 | 308880 | NA | 540 | 540
4 | 100032 | NA | MOV DISPLAY CARD, MAKE: ROTORK , SERIAL NO. CX53140301, ACTUATOR TYPE IQM20, SPEED 36RPM, TORQUE MAX. 81NM, , LUBRICATION- SAE80EP, MOTOR RATING-0.5KW, MOTOR SUPPLY 415-3-50 | Nos | 5 | 122408 | 612040 | NA | 1070 | 1070
5 | 100033 | NA | MOV POWER CARD , SERIAL NO. A80020374104 TYPE: IK22, 3.68A, 350 NM, WIRING DIAGRAM: 3000-000-06, SPEED: 24RPM, 5A, 250VAC, 30VDC, GL-5, 75W/90, MOTOR RATING: 1.8KW, 15MIN, 415V-3-50HZ, MAKE-AUTORK, SERVICE: TURBINE EXTRACTION | Nos | 5 | 55484 | 277420 | NA | 485 | 485
6 | 100033 | NA | MOV CONTROL CARD , SERIAL NO. A80020374104 TYPE: IK22, 3.68A, 350 NM, WIRING DIAGRAM: 3000-000-06, SPEED: 24RPM, 5A, 250VAC, 30VDC, GL-5, 75W/90, MOTOR RATING: 1.8KW, 15MIN, 415V-3-50HZ, MAKE-AUTORK, SERVICE: TURBINE EXTRACTION | Nos | 5 | 71500 | 357500 | NA | 625 | 625
7 | 100033 | NA | MOV POWER CARD, SHANGHAI MAKE, TYPE: 16AT/MOEE36, WIRING DIA:WD3010-100, RATED TORQUE2500, RATED ANGLE: 90 DEG, 90 DEG TIME 23S,POWER: 0.75KW, SUPPLY 415V, 3.5A, SERVICE: FAN IGV | Nos | 4 | 34320 | 137280 | NA | 300 | 300
8 | 100033 | NA | MOV CONTROL CARD, SHANGHAI MAKE, TYPE: 16AT/MOEE36, WIRING DIA:WD3010-100, RATED TORQUE2500, RATED ANGLE: 90 DEG, 90 DEG TIME 23S,POWER: 0.75KW, SUPPLY 415V, 3.5A, SERVICE: FAN IGV | Nos | 4 | 44044 | 176176 | NA | 385 | 385
9 | 100033 | NA | MOV CONTROL CARD, MAKE: AUMA , COM NO: 91006167, SA6E45, T CLOSE: 20-60, T OPEN: 20-60, RPM: 45,,WD NO. 3-WDP-A1B, IP 65 | Nos | 3 | 0 | 0 | This actuator is too old, AUMA is an old version card not available to offer. Hence suggested to change the complete actuator
10 | 100033 | NA | MOV POWER CARD, MAKE: AUMA , COM NO: 91006167, SA6E45, T CLOSE: 20-60, T OPEN: 20-60, RPM: 45,,WD NO. 3-WDP-A1B, IP 65 | Nos | 3 | 0 | 0 | This actuator is too old, AUMA is an old version card not available to offer. Hence suggested to change the complete actuator
11 | 100044 | NA | HMI, Pro-Face Model: 2BB0045-02, GP2600-TC41-24V, DIGITAL ELECTRONICS CORPOARATION, Ratting 2 08 24V D, TEMP CODE: T4A, CLASS 1 DIVISION 2 GROUP A,B,C AND D, HMI FOR SOOT BLOWER, TOUCH PANEL, GP 2600 T, 24V DC, | Nos | 1 | 165880 | 165880 | NA | 1450 | 1450
12 | Subtotal | [5 empty] | 2232516
13 | GST Rate 18% applicable against HSN:8501 | [5 empty] | 401852.88
14 | Grand Total on FOR Site Basis-INR | [5 empty] | 2634368.88
1. 2. 3. 4. 5. 6. 7. 8. 9. | Terms & Conditions Offer Basis FOR Site Basis. Delivery Time: 12 weeks from date of receipt of confirm PO G/Warranty: 12 months from date of DISPATCH - only for manufacturing defects Payment Terms: 100% along with taxes etc. against PI. Offer Validity: 31 days from date of offer. Any statutory changes in rate of tax etc. will be applicable as on date of dispatch. Minimum Order Qty: N/A Standard packaging will be done for supply of above items. Our offer confirm for 100% fitment & interchangeability of offered products. In case of any discrepancy, we will replace items promptly for free of cost.

## GEAR BOX
Sl. No. | PR No | Item Code | Part Name | UOM | PR Qty. | Unit Rate-INR | Sub Total | Considered | Anne
1 | - | 4000013376 | FLENDER GEAR BOX B3-HH-7-C Serial No- 4500690762.01.001 GEAR BOX MAKE-FLENDER, MODEL-B3 HH 7 C COMPLETE GEAR BOX, MAKE FLENDER GERMANY ONLY MODEL- B3 HH 7 C, SL. NO-4500690762.01.001 N1=1500 /MIN N2=75.20 /MIN P2=80 KW OIL TYPE VG 320 WEIGHT-550 KG, MOTOR-90 KW, SPEED-1490 RPM | Nos. | 1 | 1201200 | 1201200 | 10500 | @10300USD.8-12WEEKS.(import) @4410USD,4weeks.(Made in china)
2 | Subtotal | [5 empty] | 1201200
3 | GST Rate 18% applicable against HSN: 87084000 | [5 empty] | 216216
4 | Grand Total on FOR Site Basis-INR | [5 empty] | 1417416
1. 2. 3. 4. 5. 6. 7. 8. 9. | Terms & Conditions Offer Basis FOR Site Basis. Delivery Time: 18 weeks from date of receipt of confirm PO G/Warranty: 12 months from date of DISPATCH - only for manufacturing defects Payment Terms: 100% along with taxes etc. against PI. Offer Validity: 31 days from date of offer. Any statutory changes in rate of tax etc. will be applicable as on date of dispatch. Minimum Order Qty: N/A Standard packaging will be done for supply of above items. Our offer confirm for 100% fitment & interchangeability of offered products. In case of any discrepancy, we will replace items promptly for free of cost.

## 1100001706
Sl. No. | PR No | Item Code | Part Name | UOM | PR Qty. | Unit Rate-INR | Sub Total | Considered | Anne
1 | 1100001706 | 4000009608 | AIR CIRCUIT BREAKER HA1-2000, ZTD-3, 630AMP ELETCRICAL OPERATION MAGNET 220V DC AUXILIARY SWITCH 5NO+5NC | Nos. | 2 | 178425 | 356850 | 1525 | 1525
2 | 1100001706 | 4000010631 | TRIPPING COIL DC 220V FOR ZN63(VS1)-12KV 1250A VCB (COIL RESISTANCE:165 Ohm), FOR 11KV SHANGHAI HUATONG SWITCHGEAR | Nos. | 30 | 2340 | 70200 | 20 | 17
3 | Subtotal | [5 empty] | 427050
4 | GST Rate 18% applicable against HSN: 85362010 | [5 empty] | 76869
5 | Grand Total on FOR Site Basis-INR | [5 empty] | 503919
1. 2. 3. 4. 5. 6. 7. 8. 9. | Terms & Conditions Offer Basis FOR Site Basis. Delivery Time: 12 weeks from date of receipt of confirm PO G/Warranty: 12 months from date of DISPATCH - only for manufacturing defects Payment Terms: 100% along with taxes etc. against PI. Offer Validity: 31 days from date of offer. Any statutory changes in rate of tax etc. will be applicable as on date of dispatch. Minimum Order Qty: N/A Standard packaging will be done for supply of above items. Our offer confirm for 100% fitment & interchangeability of offered products. In case of any discrepancy, we will replace items promptly for free of cost.

## PR 21 262
Sl. No. | PR No | Item Code | Part Name | UOM | PR Qty. | Unit Rate-INR | Sub Total | Considered
1 | PR/21/262 | 5307000022 | RCS RELAY DISPLAY CARD, TRULY MPG940-B1 LCD DISPLAY, TR-804 94V-O, V2.0 | Nos. | 25 | 14040 | 351000 | 120
2 | Subtotal | [5 empty] | 351000
3 | GST Rate 18% applicable against HSN: 8538 | [5 empty] | 63180
4 | Grand Total on FOR Site Basis-INR | [5 empty] | 414180
1. 2. 3. 4. 5. 6. 7. 8. 9. | Terms & Conditions Offer Basis FOR Site Basis. Delivery Time: 12 weeks from date of receipt of confirm PO G/Warranty: 12 months from date of DISPATCH - only for manufacturing defects Payment Terms: 100% along with taxes etc. against PI. Offer Validity: 31 days from date of offer. Any statutory changes in rate of tax etc. will be applicable as on date of dispatch. Minimum Order Qty: N/A Standard packaging will be done for supply of above items. Our offer confirm for 100% fitment & interchangeability of offered products. In case of any discrepancy, we will replace items promptly for free of cost.

## 1100001443
Sl. No. | PR No | Item Code | Part Name | UOM | PR Qty. | Unit Rate-INR | Sub Total | Considered
1 | 1100001443 | 4000005046 | CONDENSER INLET VLV ACTUATOR GEAR ASSEMBLY | Nos. | 1 | 181350 | 181350 | 181350
2 | Subtotal | [5 empty] | 181350
3 | GST Rate 18% applicable against HSN: 8481 | [5 empty] | 32643
4 | Grand Total on FOR Site Basis-INR | [5 empty] | 213993
1. 2. 3. 4. 5. 6. 7. 8. 9. | Terms & Conditions Offer Basis FOR Site Basis. Delivery Time: 12 weeks from date of receipt of confirm PO G/Warranty: 12 months from date of DISPATCH - only for manufacturing defects Payment Terms: 100% along with taxes etc. against PI. Offer Validity: 31 days from date of offer. Any statutory changes in rate of tax etc. will be applicable as on date of dispatch. Minimum Order Qty: N/A Standard packaging will be done for supply of above items. Our offer confirm for 100% fitment & interchangeability of offered products. In case of any discrepancy, we will replace items promptly for free of cost.

## 1100001747
Sl. No. | PR No | Item Code | Part Name | UOM | PR Qty. | Unit Rate-INR | Sub Total | Considered | Anne
1 | 1100001747 | 4000003474 | ASH WATER PUMP 100ZZ-46 IMPELLER,100ZZ-50-01 | Nos. | 2 | 163215 | 326430 | 1395 | 995
2 | 1100001747 | 4000003485 | ASH WATER PUMP 100ZZ-46 SLEEVE SLEEVE(100ZZ-50-02) FOR ASH WATER PUMP 100ZZ-46 | Nos. | 2 | 231660 | 463320 | 1980 | 1580
3 | 1100001747 | 4000003481 | ASH WATER PUMP 100ZZ-46 BACK PROTECTION,100ZZ-50-04 BACK PROTECTION COVER FOR ASH WATER PUMP 100ZZ-46 | Nos. | 2 | 155610 | 311220 | 1330 | 930
4 | Subtotal | [5 empty] | 1100970
5 | GST Rate 18% applicable against HSN: 8413 | [5 empty] | 198174.6
6 | Grand Total on FOR Site Basis-INR | [5 empty] | 1299144.6
1. 2. 3. 4. 5. 6. 7. 8. 9. | Terms & Conditions Offer Basis FOR Site Basis. Delivery Time: 12 weeks from date of receipt of confirm PO G/Warranty: 12 months from date of DISPATCH - only for manufacturing defects Payment Terms: 100% along with taxes etc. against PI. Offer Validity: 31 days from date of offer. Any statutory changes in rate of tax etc. will be applicable as on date of dispatch. Minimum Order Qty: N/A Standard packaging will be done for supply of above items. Our offer confirm for 100% fitment & interchangeability of offered products. In case of any discrepancy, we will replace items promptly for free of cost.

## BUCKET WHEEL DRIVE GEAR BOX
Sl. No. | PR No | Item Code | Part Name | UOM | PR Qty. | Unit Rate-INR | Sub Total | Considered | Anne
1 | - | 4000000580 | REDUCER ((BUCKET WHEEL DRIVE GEAR BOX) FOR BUCKET WHEEL MECHANISM ZHF 5 REDUCER FOR BUCKET WHEEL MECHANISM TYPE ZHP-5.32 05.321068494 SERIE-NO.10 1 TORQUE/COUPLE 70.232 NM OIL 220 (ZOLLERN GETRIEBE) OR FLENDAR EQUIVALENT | Ea. | 1 | 9009000 | 9009000 | 77000 | 77000 | 4 months
2 | Subtotal | [5 empty] | 9009000
3 | GST Rate 18% applicable as extra | [5 empty] | 1621620
4 | Grand Total on FOR Site Basis-INR | [5 empty] | 10630620
1. 2. 3. 4. 5. 6. 7. 8. 9. | Terms & Conditions Offer Basis FOR Site Basis. Delivery Time: 12 weeks from date of receipt of confirm PO G/Warranty: 12 months from date of DISPATCH - only for manufacturing defects Payment Terms: 100% along with taxes etc. against PI. Offer Validity: 31 days from date of offer. Any statutory changes in rate of tax etc. will be applicable as on date of dispatch. Minimum Order Qty: N/A Standard packaging will be done for supply of above items. Our offer confirm for 100% fitment & interchangeability of offered products. In case of any discrepancy, we will replace items promptly for free of cost.

## Skid Motor - Whatsapp
Sl. No. | PR No | Item Code | Part Name | UOM | PR Qty. | Unit Rate-INR | Sub Total | Considered | Anne
1 | - | - | Complete Skid with Motor Pump suction - 150 mm Pump discharge - 80 mm | Pc. | 1 | 0 | 0
2 | Subtotal | [5 empty] | 0
3 | GST Rate 18% applicable as extra | [5 empty] | 0
4 | Grand Total on FOR Site Basis-INR | [5 empty] | 0
1. 2. 3. 4. 5. 6. 7. 8. 9. | Terms & Conditions Offer Basis FOR Site Basis. Delivery Time: 12 weeks from date of receipt of confirm PO G/Warranty: 12 months from date of DISPATCH - only for manufacturing defects Payment Terms: 100% along with taxes etc. against PI. Offer Validity: 31 days from date of offer. Any statutory changes in rate of tax etc. will be applicable as on date of dispatch. Minimum Order Qty: N/A Standard packaging will be done for supply of above items. Our offer confirm for 100% fitment & interchangeability of offered products. In case of any discrepancy, we will replace items promptly for free of cost.

## 100321
Sl. No. | PR No | Item Code | Part Name | UOM | PR Qty. | Unit Rate-INR | Sub Total | Considered | Anne
1 | 100321 | - | TURBINE VALVE CONTROL CARD ICV SERVO MODULE MAKE: DEA SR NO. 0707AC010218 EPT 103-40 (TURBINE VALVE CONTROL CARD, ICV SERVO MODULE, DEH SYSTEM, MAKE: DEA, SR NO. 0707AC010218, EPT 103-40034 LLF1463) | Nos. | 2 | 561600 | 1123200 | 4800
2 | Subtotal | [5 empty] | 1123200
3 | GST Rate 18% applicable as extra | [5 empty] | 202176
4 | Grand Total on FOR Site Basis-INR | [5 empty] | 1325376
1. 2. 3. 4. 5. 6. 7. 8. 9. | Terms & Conditions Offer Basis FOR Site Basis. Delivery Time: 12 weeks from date of receipt of confirm PO G/Warranty: 12 months from date of DISPATCH - only for manufacturing defects Payment Terms: 100% along with taxes etc. against PI. Offer Validity: 31 days from date of offer. Any statutory changes in rate of tax etc. will be applicable as on date of dispatch. Minimum Order Qty: N/A Standard packaging will be done for supply of above items. Our offer confirm for 100% fitment & interchangeability of offered products. In case of any discrepancy, we will replace items promptly for free of cost.

## 100577 100578 100579 100599
Sl. No. | PR No | MEASUREMENT | AREA | SYSTEM | TAG NO | APPLICATION | MODEL NO. | OEM | UOM | PR Qty. | Unit Rate-INR | Sub Total | Considered | Anne | Emma - Requested | Emma - Harbin | Emma - Henan
1 | 100578 | CV | BOILER | STEAM | 10HAG20AA606 | B SDE CONTINUOUS DOWN CV | VALVE WITH ACTUATOR, ACTUATOR TYPE: SIZE:IQM3Q,SPEED: 18 RPM,TORQUE: 34 N-M,17 A,SERIAL NO: CX53140201,WIRING DIAGRAM: 5010-100-05, LUBRICATION: SAE80FP, MAKE: ROTORK . Valve Description:Connection Type:Socket Joint Nominal Dia-32 mm,Opr pressure-137 kg/cm2, opr temp-335 deg celsius, globe v/v, max temp-450 deg c, max press-320 kg/cm2,F22, class-3500, SERVICE: B SDE CONTINUOUS DOWN MOV CV | ROTORK | Nos. | 2 | 863460 | 1726920 | 7380 | 1550 | 7380 | 330 | 1220
2 | 100579 | MOV | BOILER | STEAM | 10LAE55AA108 | A SIDE 1ST SPRAY WATER BP MOV2 | VALVE WITH ACTUATOR, ACTUATOR TYPE: SND-Z30-18S,TORQUE: 300 N-M,SPEED: 18 RPM, POWER SUPPLY: 415 V,50 HZ,3 PHASE, WEIGHT: 60 KG,MOTOR POWER:0.37 KW,1.8 A, ON-OFF, MAKE: CHANGZHOU POWER STATION AUXILIARYEQUIPMENT WORKS LTD, CHINA Valve Description:Connection Type:Socket Joint Nominal Dia-40 mm,Opr pressure-141 kg/cm2, opr temp-166 deg celsius, globe v/v, max temp-450 deg c, max press-320 kg/cm2,F22, class-3500, SERVICE: A SIDE 1ST SPRAY WATER BP MOV2 | CHANGZHOU POWER STATION AUXILIARYEQUIPMENT WORKS LTD, CHINA | Nos. | 1 | 181350 | 181350 | 1550 | 1410 | 1550 | 780 | 1220
3 | 100599 | MOV | TURBINE | WATER | 10LAC60AA103 | BED ASH COOLER A INLET WATER MOV | VALVE WITH ACTUATOR, ACTUATOR TYPE: SND-Z20-18S, TORQUE: 200 N-M, SPEED: 18 RPM, POWER SUPPLY: 415 V,50 HZ, WEIGHT: 60 KG, MOTOR POWER: 0.37 KW, 1.8 A, ON-OFF. MAKE:CHANGZHOU POWER STATION AUXILIARYEQUIPMENT WORKS LTD, CHINA Valve Description:Connection Type:Flange Joint Nominal Dia-80 mm,Opr pressure-18 kg/cm2, opr temp-60 deg celsius, gate v/v, max temp-300 deg c, max press-30 kg/cm2,F51, class-600, SERVICE: BED ASH COOLER A INLET WATER MOV | CHANGZHOU POWER STATION AUXILIARYEQUIPMENT WORKS LTD, CHINA | Nos. | 1 | 427635 | 427635 | 3655 | 1860 | 1410 | 805 | 3655
4 | 100577 | MOV | BOILER | STEAM | 10LBB10AA502 | RH 2ND MOV | VALVE WITH ACTUATOR, Type: SND-Z60-18S, Torque: 600N-M, Speed:18r/min, Thrust: kn, Weight:120kg, Power Supply:415V, F:50Hz, 3PH, IP 68, Motor Power: 1.1KW, A:4, 4Pole, F Ins, Duty: S2-15, Serial No-73146, Make: CHANGZHOU-SCHNEIDER, VALVE DESCRIPTION: Motor operated globe valve DHJ961Y-Pw54.5 16I, NOM. Diam. DN 100MM , Working Press. P 16Mpa, working temperature: 545 degree Celsius , MFR.SER.NO.:3-1Y MADE: HARBIN BOILER CO.,LTD.PR | CHANGZHOU-SCHNEIDER | Nos. | 1 | 906750 | 906750 | 7750 |  | 1410 | 7750 | 5085
5 | Subtotal | [10 empty] | 3242655 |  | Offered discount of 5% on the mentioned prices, to be revised
6 | GST Rate 18% applicable as extra | [10 empty] | 583677.9
7 | Grand Total on FOR Site Basis-INR | [10 empty] | 3826332.9 |  | 3% discount
1. 2. 3. 4. 5. 6. 7. 8. 9. | Terms & Conditions Offer Basis FOR Site Basis. Delivery Time: 12 weeks from date of receipt of confirm PO G/Warranty: 12 months from date of DISPATCH - only for manufacturing defects Payment Terms: 100% along with taxes etc. against PI. Offer Validity: 31 days from date of offer. Any statutory changes in rate of tax etc. will be applicable as on date of dispatch. Minimum Order Qty: N/A Standard packaging will be done for supply of above items. Our offer confirm for 100% fitment & interchangeability of offered products. In case of any discrepancy, we will replace items promptly for free of cost.

## 100688
Sl. No. | PR No | Item Code | Part Name | UOM | PR Qty. | Unit Rate-INR | Sub Total | Considered | Anne | Hq Shanghai
1 | 100688 | - | LP DRIP PUMP WITH MOTOR MODEL- 150NW55-190;HEAD-190M; NPSH-1.9M; CAPACITY-56 M3/HR, RATING-75 KW, SPEED-2970 R/MIN;IP-55;MODEL NO-Y2-280S-2 ALONG WITH BASE FRAME AND SUITABLE COUPLING. | Nos | 1 | 1670625 | 1670625 | 13750 | 13750 | 13560
2 | Subtotal | [5 empty] | 1670625 |  |  | 300 | Freight
3 | GST Rate 18% applicable as extra | [5 empty] | 300712.5
4 | Grand Total on FOR Site Basis-INR | [5 empty] | 1971337.5
1. 2. 3. 4. 5. 6. 7. 8. 9. | Terms & Conditions Offer Basis FOR Site Basis. Delivery Time: 12 weeks from date of receipt of confirm PO G/Warranty: 12 months from date of DISPATCH - only for manufacturing defects Payment Terms: 100% along with taxes etc. against PI. Offer Validity: 31 days from date of offer. Any statutory changes in rate of tax etc. will be applicable as on date of dispatch. Minimum Order Qty: N/A Standard packaging will be done for supply of above items. Our offer confirm for 100% fitment & interchangeability of offered products. In case of any discrepancy, we will replace items promptly for free of cost.

## 1100001896
Sl. No. | PR No | Item Code | Part Name | UOM | PR Qty. | Unit Rate-INR | Sub Total | Considered | Anne | Emma | Anne New
1 | 1100001706 | 4000009608 | AIR CIRCUIT BREAKER HA1-2000, ZTD-3, 630AMP ELETCRICAL OPERATION MAGNET 220V DC AUXILIARY SWITCH 5NO+5NC | Nos. | 2 | 193050 | 386100 | 1650 | 1525 |  | 1525 | 4329 | 212121 | 424242
2 | 1100001706 | 4000010631 | TRIPPING COIL DC 220V FOR ZN63(VS1)-12KV 1250A VCB (COIL RESISTANCE:165 Ohm), FOR 11KV SHANGHAI HUATONG SWITCHGEAR | Nos. | 30 | 1400 | 42000 | 1400 | 17 | 10 |  | 188721 | 1400 | 42000
3 | 1100001896 | 4000009637 | CONTROL TERMINAL BLOCK (FIXED + MOVING) FOR AUXIALLARY CIRUIT OF AIR CIRCUIT BREAKER HA1 SERIES AIR CIRCUIT BREAKER | Nos. | 50 | 6000 | 300000 | 6000 |  |  |  |  | 6000 | 300000
4 | Subtotal | [5 empty] | 728100 | [6 empty] | 766242
5 | GST Rate 18% applicable | [5 empty] | 131058 | [6 empty] | 1.0524
6 | Grand Total on FOR Site Basis-INR | [5 empty] | 859158
1. 2. 3. 4. 5. 6. 7. 8. 9. | Terms & Conditions Offer Basis FOR Site Basis. Delivery Time: 12 weeks from date of receipt of confirm PO G/Warranty: 12 months from date of DISPATCH - only for manufacturing defects Payment Terms: 100% along with taxes etc. against PI. Offer Validity: 31 days from date of offer. Any statutory changes in rate of tax etc. will be applicable as on date of dispatch. Minimum Order Qty: N/A Standard packaging will be done for supply of above items. Our offer confirm for 100% fitment & interchangeability of offered products. In case of any discrepancy, we will replace items promptly for free of cost.

## 100569 100716
Sl. No. | PR No | Item Code | Part Name | UOM | PR Qty. | Unit Rate-INR | Sub Total | Considered | Price by Rahul ji
1 | 100569 | - | Pressure Transmission BP-801, 0-1.0 Mpa Power supply: 24 VDC, 4-20mA Machine: 3+ VDC, No-09080123 instrument co. ltd | Nos | 4 | 8645 | 34580 | 70 | 70
2 | 100716 | - | DRYER HMI TEMPERATURE SENSING ELEMENT MODEL NO: XJK-XG2E3 MICRO HEAT REGENRATION DRYER CONTROLLER Note: With RTD & thermowell | Nos | 2 | 54957.5 | 109915 | 445 | 400
3 | Subtotal | [5 empty] | 144495 | First item price added to last one with the note
4 | GST Rate 18% applicable | [5 empty] | 26009.1
5 | Grand Total on FOR Site Basis-INR | [5 empty] | 170504.1
1. 2. 3. 4. 5. 6. 7. 8. 9. | Terms & Conditions Offer Basis FOR Site Basis. Delivery Time: 12 weeks from date of receipt of confirm PO G/Warranty: 12 months from date of DISPATCH - only for manufacturing defects Payment Terms: 100% along with taxes etc. against PI. Offer Validity: 31 days from date of offer. Any statutory changes in rate of tax etc. will be applicable as on date of dispatch. Minimum Order Qty: N/A Standard packaging will be done for supply of above items. Our offer confirm for 100% fitment & interchangeability of offered products. In case of any discrepancy, we will replace items promptly for free of cost.
Sl. No. | PR No | Item Code | Part Name | UOM | PR Qty. | Unit Rate-INR | Sub Total | Considered | Price by Rahul ji
10 | 100569 | - | DRYER HMI TEMPERATURE SENSING ELEMENT MODEL NO: XJK-XG2E4 THERMOCOUPLE WITH THERMOWELL AS PER HMI MODEL NO.XJK-XG2E4 | Nos | 2 | 5557.5 | 11115 | 45 | 45 | Item not required | Removed from the list

## 1100002072
Sl. No. | PR No | Item Code | Part Name | UOM | PR Qty. | Unit Rate-INR | Sub Total | Considered | Gina | Gina
1 | 1100002072 | 3000001137 | OIL SEAL,SIZE: 315 X 365 X 20, TYPE: C | Nos | 12 | 9300 | 111600 | 9300 | 65 | 420
2 | 1100002072 | 4000001245 | OIL SEAL SLEEVE ROLLER SHAFT CML ZGM 95N | Nos | 8 | 11000 | 88000 | 11000 | 85 | 585
3 | Subtotal | [5 empty] | 199600
4 | GST Rate 18% applicable as extra | [5 empty] | 35928
5 | Grand Total on FOR Site Basis-INR | [5 empty] | 235528
1. 2. 3. 4. 5. 6. 7. 8. 9. | Terms & Conditions Offer Basis FOR Site Basis. Delivery Time: 12 weeks from date of receipt of confirm PO G/Warranty: 12 months from date of DISPATCH - only for manufacturing defects Payment Terms: 100% along with taxes etc. against PI. Offer Validity: 31 days from date of offer. Any statutory changes in rate of tax etc. will be applicable as on date of dispatch. Minimum Order Qty: N/A Standard packaging will be done for supply of above items. Our offer confirm for 100% fitment & interchangeability of offered products. In case of any discrepancy, we will replace items promptly for free of cost.

## 1100002028
Sl. No. | PR No | Item Code | Part Name | UOM | PR Qty. | Unit Rate-INR | Sub Total | Considered | Gina | Comment
1 | 1100002028 | 4000007087 | HERMETICALLY SEALED THERMOSTAT PROBE, MODEL-O51CFB-230A-081Z MAKE-AIRPAX SENSATA TECHNOLOGIES, SERIES- 5100,(OPEN ON RISE CONTACT,TAPER PIPE THEREAD 1/2-14 DRYSEAL PTF-SPECIAL SHORT,TEMP-230- 81 | Nos | 4 | 0
2 | Subtotal | [5 empty] | 38000 |  | 38000 | As per Rahul ji
3 | GST Rate 18% applicable as extra
4 | Grand Total on FOR Site Basis-INR
1. 2. 3. 4. 5. 6. 7. 8. 9. | Terms & Conditions Offer Basis FOR Site Basis. Delivery Time: 12 weeks from date of receipt of confirm PO G/Warranty: 12 months from date of DISPATCH - only for manufacturing defects Payment Terms: 100% along with taxes etc. against PI. Offer Validity: 31 days from date of offer. Any statutory changes in rate of tax etc. will be applicable as on date of dispatch. Minimum Order Qty: N/A Standard packaging will be done for supply of above items. Our offer confirm for 100% fitment & interchangeability of offered products. In case of any discrepancy, we will replace items promptly for free of cost.
[7 empty] | 327600 |  | 2800 | As per Rahul ji
Regret
Item picture required
Item Picture required
Item Picture required
Item picture required for scope
Item picture required for scope
Item picture required for scope
Item picture required for scope

## 1100002135
Sl. No. | PR No | Item Code | Part Name | UOM | PR Qty. | Unit Rate-INR | Sub Total | Considered | Emma | 8% Discount on offered prices for 2,3 and 4 | Unit Price Post 8% discount
1 | 1100002135 | 4000010707 | RCS RELAY DISPLAY CARD, TRULY MPG940-B1 LCD DISPLAY, TR-804 94V-O, V2.0; SUITABLE FOR MOTOR/TRANSFORMER/FEEDER MANAGEMENT RELAYS OF RCS-962XCN SERIES, MAKE:NR ELECTRIC | Nos | 25 | 13700 | 342500 | 13700 | 65 | Frist rate proposed by Rahul ji
2 | 1100002135 | 4000010963 | HMI DISPLAY UNIT FOR WXH-802A MICROPROCESSOR BASED DIGITAL TRANSMISSION LINE PROTECTION DEVICE, MAKE:XJ ELECTRIC CO LTD | Nos | 1 | 44492 | 44492 | 44492 | 400 | 44491.2 | 44491.2
3 | 1100002135 | 4000010987 | DC POWER CARD FOR FCK 801A CONTROL & MONITORING RELAY, CARD NO.FCK-801A/2 000009050270/8 | Nos | 4 | 54502 | 218008 | 54502 | 490 | 218006.88 | 54501.72
4 | 1100002135 | 4000013850 | HMI DISPLAY UNIT FOR FCK-801A/R1 DIGITAL MEASUREMENT AND CONTROL DEVICE, MAKE:XJ ELECTRIC CORPORATION | Nos | 6 | 46716 | 280296 | 46716 | 400 | 280294.56 | 46715.76
5 | 1100002135 | 4000011547 | DISPLAY CARD - DMF50081 FOR 220V DC INTELLIGENT MONITOR EQUIPMENT (V4.01), HJZ-MC-$B-8(B Intelligence Monitoring Device, MAKE:HARBIN JIUZHOU ELECTRIC CO., LTD | Nos | 10 | 14508 | 145080 | 120 | 1990
6 | Subtotal | [5 empty] | 1030376 | Prices reduced as per Rahul ji
7 | GST Rate 18% applicable as extra | [5 empty] | 185467.68
8 | Grand Total on FOR Site Basis-INR | [5 empty] | 1215843.68
1. 2. 3. 4. 5. 6. 7. 8. 9. | Terms & Conditions Offer Basis FOR Site Basis. Delivery Time: 12 weeks from date of receipt of confirm PO G/Warranty: 12 months from date of DISPATCH - only for manufacturing defects Payment Terms: 100% along with taxes etc. against PI. Offer Validity: 31 days from date of offer. Any statutory changes in rate of tax etc. will be applicable as on date of dispatch. Minimum Order Qty: N/A Standard packaging will be done for supply of above items. Our offer confirm for 100% fitment & interchangeability of offered products. In case of any discrepancy, we will replace items promptly for free of cost.

## 100466
Sl. No. | PR No | Item Code | Part Name | UOM | PR Qty. | Unit Rate-INR | Sub Total | Considered
1 | 100466 |  | Hydra Step Electrode Suitable to UDZ-191A Total Length 91mm | Nos | 10 | 5000 | 50000 | 5000 | Prices shared by Rahul ji
2 | Subtotal | [5 empty] | 50000
3 | GST Rate 18% applicable as extra | [5 empty] | 9000
4 | Grand Total on FOR Site Basis-INR | [5 empty] | 59000
1. 2. 3. 4. 5. 6. 7. 8. 9. | Terms & Conditions Offer Basis FOR Site Basis. Delivery Time: 12 weeks from date of receipt of confirm PO G/Warranty: 12 months from date of DISPATCH - only for manufacturing defects Payment Terms: 100% along with taxes etc. against PI. Offer Validity: 31 days from date of offer. Any statutory changes in rate of tax etc. will be applicable as on date of dispatch. Minimum Order Qty: N/A Standard packaging will be done for supply of above items. Our offer confirm for 100% fitment & interchangeability of offered products. In case of any discrepancy, we will replace items promptly for free of cost.

## 100466 (2)
Sl. No. | PR No | Item Code | Part Name | UOM | PR Qty. | Unit Rate-INR | Sub Total | Considered | Sandeep | Narender Singh Roa
1 | 100044 | - | SPEED SENSOR TM0182 SENSITIVITY: 8mV/V, 200mV/mil Make: PREDITECH SERVICE: BFP SHAFT SPEED | Nos | 2 | 38500 | 77000 | 38500
2 | 100029 | - | RTD PT 100 3 wire simplex Make Tempsens DIA:- 3mm, Length:- 15 mm Application: For thrust pad temp. Of BFP | Nos | 8 | 0 | 0 | Regret | 1500 | 2500
3 | Subtotal | [5 empty] | 77000
4 | GST Rate 18% applicable as extra | [5 empty] | 13860
5 | Grand Total on FOR Site Basis-INR | [5 empty] | 90860
1. 2. 3. 4. 5. 6. 7. 8. 9. | Terms & Conditions Offer Basis FOR Site Basis. Delivery Time: 12 weeks from date of receipt of confirm PO G/Warranty: 12 months from date of DISPATCH - only for manufacturing defects Payment Terms: 100% along with taxes etc. against PI. Offer Validity: 31 days from date of offer. Any statutory changes in rate of tax etc. will be applicable as on date of dispatch. Minimum Order Qty: N/A Standard packaging will be done for supply of above items. Our offer confirm for 100% fitment & interchangeability of offered products. In case of any discrepancy, we will replace items promptly for free of cost.

## 1100002089 & 1100002160
Sl. No. | PR No | Item Code | Part Name | UOM | PR Qty. | Unit Rate-INR | Sub Total | Considered | Anne Replace | Anne (original) | Emma | Emma (Old)
1 | 1100002089 & 1100002160 | 4000003586 | ASH COM AIR OIL SEPARATOR FILT ELEMENT AIR OIL SEPARATOR FINE FILTER ELEMENT FOR SCREW AIR COMPRESSOR FHOG340W-N42/0.75 Q=42M3 /MIN P=0. | Nos | 6 | 38083.5 | 228501 | 315 | 315 | 450 | 275 | 169
2 | 1100002089 & 1100002160 | 4000003564 | ASH COMPRESSOR OIL METER DF 40-04-18 OIL METER DF 40-04-18 FOR COMPRESSOR MODEL FHOG340W | Nos | 12 | 1813.5 | 21762 | 15 | 17 | 15 | 20
3 | 1100002089 & 1100002160 | 4000003546 | ASH COMPRESSOR SCREW DF40-02-0421 SCREW DF40-02-0421 FOR COMPRESSOR MODEL FHOG340W | Nos | 1 | 233337 | 233337 | 1930 | 4470 | 1930 | 15
4 | 1100002089 & 1100002160 | 4000003545 | ASH COMPRESSOR SHAFT DF40-02-0419 SHAFT DF40-02-0419 FOR COMPRESSOR MODEL FHOG340W | Nos | 1 | 131781 | 131781 | 1090 | 745 | 1090 | the supplier told they can't offer shaft to you , because user can't do testing after replacing
5 | Subtotal | [5 empty] | 615381
6 | GST Rate 18% applicable as extra | [5 empty] | 110768.58
7 | Grand Total on FOR Site Basis-INR | [5 empty] | 726149.58
1. 2. 3. 4. 5. 6. 7. 8. 9. | Terms & Conditions Offer Basis FOR Site Basis. Delivery Time: 12 weeks from date of receipt of confirm PO G/Warranty: 12 months from date of DISPATCH - only for manufacturing defects Payment Terms: 100% along with taxes etc. against PI. Offer Validity: 31 days from date of offer. Any statutory changes in rate of tax etc. will be applicable as on date of dispatch. Minimum Order Qty: N/A Standard packaging will be done for supply of above items. Our offer confirm for 100% fitment & interchangeability of offered products. In case of any discrepancy, we will replace items promptly for free of cost.

## 100044
Sl. No. | PR No | Item Code | Part Name | UOM | PR Qty. | Unit Rate-INR | Sub Total | Considered (15% Mark up) | Power Gem
1 | 100044 | - | TRANSMITTER MONITOR, YTM301, 4 WIRE VIBRATION, PN: YTM301-A00-B03-C00-D00-E00-F00-G00, FULL SCALE: 0-200UM, POWER: 90 - 250VAC, PREDITECH | Nos | 2 | 94300 | 188600 | 94300 | 82000
2 | 100044 | - | VIBRATION TRANSDUCER/ TRANSMITTER/DRIVER, TM0182, DRIVER, 8MM PROBE, 5 MMTR SYSTEM, PN: TM0182-A50-B00-C00, PREDITECH | Nos | 2 | 44850 | 89700 | 44850 | 39000
3 | 100044 | - | DIGITAL VIBRATION/SPEED/TRANSMITTER, DTM10 VIBRATION, PN: DTM10-A0-B0-C0-E00-M1-S0, PROVITECH | Nos | 2 | 97750 | 195500 | 97750 | 85000
4 | Subtotal | [5 empty] | 473800
5 | GST Rate 18% applicable as extra | [5 empty] | 85284
6 | Grand Total on FOR Site Basis-INR | [5 empty] | 559084
1. 2. 3. 4. 5. 6. 7. 8. 9. | Terms & Conditions Offer Basis FOR Site Basis. Delivery Time: 12 weeks from date of receipt of confirm PO G/Warranty: 12 months from date of DISPATCH - only for manufacturing defects Payment Terms: 100% along with taxes etc. against PI. Offer Validity: 31 days from date of offer. Any statutory changes in rate of tax etc. will be applicable as on date of dispatch. Minimum Order Qty: N/A Standard packaging will be done for supply of above items. Our offer confirm for 100% fitment & interchangeability of offered products. In case of any discrepancy, we will replace items promptly for free of cost.

## 1100002157 1100002028
Sl. No. | PR No | Item Code | Part Name | UOM | PR Qty. | Unit Rate-INR | Sub Total | Considered | Anne (OEM) | Anne (Replacement) | Emma (replaement) | Helen
1 | 1100002157/1100002028 | 4000008038 | ESP PULSE VALVE 3 INCH PRESSURE RANGE: 100 PSI MODEL: TH--4475-B FOR ESP BAG FILTER | Nos | 100 | 12369 | 1236900 | 100 | 700 | 95 | 95 | 99.6
2 | Subtotal | [5 empty] | 1236900
3 | GST Rate 18% applicable as extra | [5 empty] | 222642
4 | Grand Total on FOR Site Basis-INR | [5 empty] | 1459542
1. 2. 3. 4. 5. 6. 7. 8. 9. | Terms & Conditions Offer Basis FOR Site Basis. Delivery Time: 12 weeks from date of receipt of confirm PO G/Warranty: 12 months from date of DISPATCH - only for manufacturing defects Payment Terms: 100% along with taxes etc. against PI. Offer Validity: 31 days from date of offer. Any statutory changes in rate of tax etc. will be applicable as on date of dispatch. Minimum Order Qty: N/A Standard packaging will be done for supply of above items. Our offer confirm for 100% fitment & interchangeability of offered products. In case of any discrepancy, we will replace items promptly for free of cost.

## 100724
Sl. No. | PR No | Item Code | Part Name | UOM | PR Qty. | Unit Rate-INR | Sub Total | Considered | Emma
1 | 100724 | - | ACTUATOR TYPE: IK22 SERIAL NO: A80020374115 SPEED: 24 RPM TORQUE: MAX. 350 N/M ENCLOSURE: FLP/IP68 MOTOR RATING: 1.8KW, 15 MIN MOTOR SUPPLY: 415-3-50 NOMINAL MOTOR CURRENT: 3.68AMP DIAGRAM: 3000-000-06 LUB: GL-5 75W/90 MODEL: CDN500 MAKE: AUTORK | Nos | 1 | 264696.6 | 264696.6 | 2140 | 2140
2 | 100724 | - | ACTUATOR SERIAL NO: A80090370508 ACTUATOR TYPE: IK90 SPEED: 24 RPM TORQUE: MAX. 2000 N/M ENCLOSURE: FLP / IP68 MOTOR RATING: 8.7 KW, 15MIN MOTOR SUPPLY: 415-3-50 NOMINAL MOTOR CURRENT: 19.3 AMP DIAGRAM: 3000-000-06 LUB: GL-5 75W/90 MODEL: CDN500 MAKE: AUTORK | Nos | 1 | 528156.3 | 528156.3 | 4270 | 4270
3 | Subtotal | [5 empty] | 792852.9
4 | GST Rate 18% applicable as extra | [5 empty] | 142713.522
5 | Grand Total on FOR Site Basis-INR | [5 empty] | 935566.422
1. 2. 3. 4. 5. 6. 7. 8. 9. | Terms & Conditions Offer Basis FOR Site Basis. Delivery Time: 12 weeks from date of receipt of confirm PO G/Warranty: 12 months from date of DISPATCH - only for manufacturing defects Payment Terms: 100% along with taxes etc. against PI. Offer Validity: 31 days from date of offer. Any statutory changes in rate of tax etc. will be applicable as on date of dispatch. Minimum Order Qty: N/A Standard packaging will be done for supply of above items. Our offer confirm for 100% fitment & interchangeability of offered products. In case of any discrepancy, we will replace items promptly for free of cost.

## QUOTATION REQUIRED
Sl. No. | PR No | Item Code | Part Name | Make | UOM | PR Qty. | Unit Rate-INR | Sub Total | Considered | Comment | Jayashree Group | Mimic Infotech | Phoenix Contact | Vimal Instruments | IMPEL MARKETING
1 | 100023 | - | FISHER I/P CONVERTER,MODEL:562 I, HAZARDUS AREA APPROVAL: ATEX/FM SUPPLY GAUSGE:0-30 PSIG |  | Nos | 3
2 | 100025 | - | LVDT- 3000TD, 0-150MM, UP TO NORMAL TEMPERATURE RANGE OF 150 DEC,MAKE- SHIZONG | Shizong | Nos | 4 | 38000 | 152000 | 38000 | As per Rahul ji
3 | 100030 | - | OPERATOR WORK STATION(WP) Compatible for the below details, Model: P92 station, Make: DELL, DELL PRECISION 390, Model No: DCTA, Serial No: CPGX5D1 | Dell | Nos | 1
4 | 100030 | - | ENGINEERING WORK STATION (AW) Compatible for the below details, Model: P92 station, Mke: DELL, DELL PRECISION 390 | Dell | Nos | 1
5 | 100030 | - | BUNKER LEVEL TRANSMITTER, Make: SIEMENS, Model No: SITRANS LR560 2-Wire,78GHZ FMCW radar level transmitter. | Siemens | Nos | 1 | 0
6 | 100044 | - | SPEED SENSOR, TM0182, SENSITIVITY: 8mV/V, 200mV/mil, PREDITECH, SERVICE: BFP SHAFT SPEED |  | Nos | 2
7 | 100044 | - | HMI, Pro-Face Model: 2BB0045-02, GP2600-TC41-24V, DIGITAL ELECTRONICS CORPOARATION, Ratting 2 08 24V D, TEMP CODE: T4A, CLASS 1 DIVISION 2 GROUP A,B,C AND D, HMI FOR SOOT BLOWER, TOUCH PANEL, GP 2600 T, 24V DC, |  | Nos | 1
8 | 100218 | - | PRESSURE SWITCH, MAKE: SWITZER, RANGE:1 TO 10BAR, MODEL: GM-203-33-B033-W-A-0 | Switzer | Nos | 12 | [7 empty] | 7000
9 | 100461 | - | TELEMECANIQUE TWDLCAA24DRF BASE UNIT AC, 14 IN DC , 10 OUT RLY, TBK-[ POWER:100-240VAC 50/60HZ 40VA, I/P: 24VDC I/P 0,1:11MA/PT OTHERS:7MA/PT, O/P 240VAC/30VDC 2 A(GEN/RES) , AUX. O/P:24VDC 250MA,USE MIN.60DEG. WIRE COPPER CNDCT. ONLY TERMINAL TORQUE:0.5N.M TEMP CODE:T4AMAX 55DEG, SN:31074701148, MAKE: SCHNEIDER ELECTRIC] [ 1006131] | SCHNEIDER ELECTRIC | Nos. | 1
10 | 100493 | - | IDCB-4E/DR/Y-[ IDCB-4E/DR/Y Intelligence Data Collects Measure Control Module 20 channel analog differential input three-terminal (Thermocouple) Communication Interface Standard RS-485 Power Input-230 V AC Make-Wuxi Huadong Electric] [ 1005034] | Wuxi Huadong Electric | Nos. | 2 | 327600 |  | 2800 | As per Rahul ji
11 | 100652 | - | LEVEL GAUGE, RANGE: 5MTR, FLANGE OD: 140MM, FLANGE ID 30MM, PCD: 100MM, 4 HOLE,-[ LEVEL GAUGE, TANK LEVEL GAUGE, RANGE: 5MTR, FLANGE OD: 140MM, FLANGE ID 30MM, PCD: 100MM, 4 HOLE, FLANGE CENTER TO FLANGE CENTER: 5MTR ] [ 1006781] |  | Nos. | 1
12 | 100717 | - | PANEL EXHAUST FAN, SIZE: 110X110MM[ [ 1006441] |  | Nos. | 16
13 | 100724 | - | PROPORTIONAL VALVE, MAKE- REXROTH, MNR:R901008688, 4WE 6, D6X/EG220N9K4/V, WITH COIL 220V DC-[ PROPORTIONAL VALVE, MAKE- REXROTH, MNR:R901008688, 4WE 6, D6X/EG220N9K4/V, WITH COIL 220V DC] [ 1000941] | REXROTH | Nos. | 4
14 | 100891 | - | HORIZONTAL LEVEL SWITCH, MODEL NO:BH-008001-008, MAKE-SOR-[ HORIZONTAL MAGNETIC FLOAT LEVEL SWITCH MODEL NO: BH-008001-008, S/N: 070607654, AMP: 10 AMP AT 250VAC,PRESSURE RATING PSI: 1000PSI AT 100DEG F, SR GP: MIN .60, MOUNTING THREAD:50MM OD NPT, ELE. CONN. THREAD FORM 3/4: NPT (FEMALE) MAKE: SOR] [ 1000467] | SOR | Nos. | 2 |  |  |  | Regret
15 | 100898 | - | SEQUENCE CONTROLLER FOR AUXILIARY BOILER BURNER, MODEL NO.- 107-C, SUPPLY [1000945 |  | nos | 1 |  |  |  | Item picture required
16 | 100258 | - | RELAY OMRAN WITH BASE, LY2N 24V DC, RELAY PLUG IN, 8PIN, DPDT 10A, LED INDICATION |  | Nos | 10
17 | 100815 | - | ROTAMETER-[ ROTAMETER RANGE:-0 TO 50LPM, MAKE- RECYCLE] [ 1005908] | Recycle | Nos. | 14 | [8 empty] | 1080
18 | 100852 | - | IGNITER RELAY-[ SUPPLY VOLTAGE : 250VAC 10A, 30VDC 10A, 50/60HZ RELAY RU2S-A220 MAKE: IDEC ] [ 1007674] |  | Nos. | 20
19 | 100852 | - | SINGLE RELAY - REL-MR- 24DC, NO-2961192, 10A/250V~, MAKE-PHOENIX CONTACT | PHOENIX CONTACT | Nos. | 10 | [6 empty] | 228.78
20 | 100652 | - | PULL CORD SWITCH, SW4038-E22 10A Pull Cord Switch, 2NO + 2NC, Make: Jayashree-[ PULL CORD SWITCH, SW4038-E22 10A Pull Cord Switch, 2NO + 2NC, Make: Jayashree ] [ 1006780] | Jayashree | Nos. | 10 |  |  |  |  | 2550
21 | 100533 | - | Water flow meter counter display.-[ Everest Waltman Flange ended type water meter 125mm diameter. Range - 0 to 200 Meter cube /hr. C.I BOdy, Conforming to IS : 2373, ISO 4064 class B, CE Marked Removable Mechanism for easy cleaning . use in ETP water inlet.] [ 1006363] |  | Nos. | 2 |  |  |  | Item Picture required
22 | 100044 | - | HMI, Pro-Face Model: 2BB0045-02, GP2600-TC41-24V, DIGITAL ELECTRONICS CORPOARATION, Ratting 2 08 24V D, TEMP CODE: T4A, CLASS 1 DIVISION 2 GROUP A,B,C AND D, HMI FOR SOOT BLOWER, TOUCH PANEL, GP 2600 T, 24V DC, |  | Nos. | 1 |  |  |  | Item Picture required
23 | 100258 | - | LIMIT SWITCH, MODEL HL 5000, 2AMP, 250 VAC, 1NO+1NC, MAKE - OMRON | Omron | Nos | 15 | [5 empty] | 2125
24 | 100025 | - | LIMIT SWITCH, MODEL WLCA2, 2AMP, 250 VAC, 1NO+1NC, MAKE - OMRON | Omron | Nos | 15 | [5 empty] | 1775
25 | 100481 | - | ROTEX Make 2/2 Pulse Jet Solenoid Valve, Model : 24108-28-8G+I-230VAC-22-[ ROTEX Make 2/2 Pulse Jet Solenoid Valve, Model : 24108-28-8G+I-230VAC-22, Orifice : 28 mm, Port : 1" BSP (F), OPR Pressure : 0.5 - 8.5 Bar, Body : Die Cast Aluminum, Diaphragm Material : TPU, Coil : 230VAC, Enclosure : Plug In, Cable Entry : PG 9] [ 1005416] | Rotex | Nos. | 10
26 | 100218 | - | PULSING SOV COIL FOR FF, CRN DC10061 2613 and OC15330.5, PRESSURE: 125 PSI, CA76MM04D-305 2629, MAKE: GOYEN, | Goyen | Nos | 30 |  |  |  | Item picture required for scope
27 | 100703 | - | GANG SOV DOUBLE ACTING COIL VOLTAGE 24VDC-[ GANG SOV DOUBLE ACTING COIL VOLTAGE 24VDC, PORT SIZE 1/4", SIX SOV BUNCH MAKE: ASCO/ROTEX] [ 1007020] |  | Nos. | 2 |  |  |  | Item picture required for scope
28 | 100703 | - | GANG SOV SINGLE ACTING COIL VOLTAGE 24VDC-[ GANG SOV SINGLE ACTING ,COIL VOLTAGE: 24VDC, PORT SIZE 1/4" , SIX BUNCH , MAKE: ASCO/ROTEX] [ 1007022] | Asco/Rotex | Nos. | 2 |  |  |  | Item picture required for scope
29 | 100067 | - | AIRTAC S.SOLENOID VALVE 5/2 1/4", WITH 220 VAC COIL) DOUBLE ACTING MAKE: AIRTAC MODEL: 4V42015A(AC220V)G | Airtac | Nos | 8 |  |  |  | Item picture required for scope
30 | Subtotal | [6 empty] | 152000
31 | GST Rate 18% applicable as extra | [6 empty] | 27360
32 | Grand Total on FOR Site Basis-INR | [6 empty] | 179360
1. 2. 3. 4. 5. 6. 7. 8. 9. | Terms & Conditions Offer Basis FOR Site Basis. Delivery Time: 12 weeks from date of receipt of confirm PO G/Warranty: 12 months from date of DISPATCH - only for manufacturing defects Payment Terms: 100% along with taxes etc. against PI. Offer Validity: 31 days from date of offer. Any statutory changes in rate of tax etc. will be applicable as on date of dispatch. Minimum Order Qty: N/A Standard packaging will be done for supply of above items. Our offer confirm for 100% fitment & interchangeability of offered products. In case of any discrepancy, we will replace items promptly for free of cost.

## 100493
Sl. No. | PR No | Item Code | Part Name | UOM | PR Qty. | Unit Rate-INR | Sub Total | Considered | Rahulji
1 | 100493 | - | IDCB-4E/DR/Y Intelligence Data Collects Measure Control Module 20 channel analog differential input three-terminal (Thermocouple) Communication Interface Standard RS-485 Power Input-230 V AC Make-Wuxi Huadong Electric | Nos | 2 | 327600 | 655200 | 2800 | 2800
2 | Subtotal | [5 empty] | 655200
3 | GST Rate 18% applicable as extra | [5 empty] | 117936
4 | Grand Total on FOR Site Basis-INR | [5 empty] | 773136
1. 2. 3. 4. 5. 6. 7. 8. 9. | Terms & Conditions Offer Basis FOR Site Basis. Delivery Time: 12 weeks from date of receipt of confirm PO G/Warranty: 12 months from date of DISPATCH - only for manufacturing defects Payment Terms: 100% along with taxes etc. against PI. Offer Validity: 31 days from date of offer. Any statutory changes in rate of tax etc. will be applicable as on date of dispatch. Minimum Order Qty: N/A Standard packaging will be done for supply of above items. Our offer confirm for 100% fitment & interchangeability of offered products. In case of any discrepancy, we will replace items promptly for free of cost.

## 100023 & 100035
Sl. No. | PR No | Item Code | Part Name | UOM | PR Qty. | Unit Rate-INR | Sub Total | Considered | Considered 1 | Considered 2
1 | 100023 & 100035 | - | MOOG MAKE GOVERNING VALVE CONNECTOR WITH CABLE MODEL: J761-003A, S/N: 19484 TYPE: (4 PIN CONNECTOR FOR G761-3039B VALVE WITH 1MTR CABLE.)S63JOGA4VPL PP: 4500 PSI PD: 3000 PSI SIG. -42.80 TO 37.20 MA | Nos | 2 | 225000 | 450000 | 225000 | 245000 | 219000
2 | Subtotal | [5 empty] | 450000 | Prices confirmed by Rahul ji
3 | GST Rate 18% applicable as extra | [5 empty] | 81000
4 | Grand Total on FOR Site Basis-INR | [5 empty] | 531000
1. 2. 3. 4. 5. 6. 7. 8. 9. | Terms & Conditions Offer Basis FOR Site Basis. Delivery Time: 12 weeks from date of receipt of confirm PO G/Warranty: 12 months from date of DISPATCH - only for manufacturing defects Payment Terms: 100% along with taxes etc. against PI. Offer Validity: 31 days from date of offer. Any statutory changes in rate of tax etc. will be applicable as on date of dispatch. Minimum Order Qty: N/A Standard packaging will be done for supply of above items. Our offer confirm for 100% fitment & interchangeability of offered products. In case of any discrepancy, we will replace items promptly for free of cost.

## 100706 & 100818
Sl. No. | PR No | Item Code | Part Name | UOM | PR Qty. | Unit Rate-INR | Sub Total | Considered | Helen
1 | 100818 | - | OIL SEAL KIT MOV MAKE: CHANGZHOU MODEL: SND-Z90-18S SR NO: 73164 SPEED-18 RPM TORQUE- 900 NM MOTOR- 1.5 KW, 5AMP., SUPPLY - 415 VOLT | Nos | 10 | 0 | 0 |  | 125
2 | 100818 | - | OIL SEAL KIT MOV MAKE: SHANGHAI TYPE: 16AT / MOEE36 WIRING DIA: WD3010-100 RATED TORQUE: 2500 RATED ANGLE: 90 DEG, 90 DEG TIME 23S POWER: 0.75KW SUPPLY 415V, 3.5A, SERVICE: FAN IGV | Nos | 20 | 0 | 0
3 | 100706 | - | MOV POTENTIOMETER MAKE: CHANGZHOU MODEL: SND-Z90-18S SR NO.: 73164 SPEED - 18 RPM TORQUE - 900NM MOTOR - 1.5KW, 5 AMP, SUPPLY 415 VOLT | Nos | 4 | 0 | 0 |  | 398
4 | 100706 | - | MOV POTENTIOMETER MAKE: ROTORK SERIAL NO. CX53140301 ACTUATOR TYPE IQM20 SPEED 36 RPM TORQUE MAX. 81NM LUBRICATION - SAE80EP MOTOR RATING - 0.5KW MOTOR SUPPLY 415-3-50 | Nos | 4 | 0 | 0
5 | 100706 | - | MOV FOLOMATIC CARD SHANGHAI MAKE TYPE: 16 AT / MOEE36 WIRING DIA:WD3010-100 RATED TORQUE 2500 RATED ANGLE: 90 DEG, 90 DEG TIME 23S POWER: 0.75KW, SUPPLY 415V, 3.5A, SERVICE: FAN IGV | Nos | 3 | 0 | 0
6 | Subtotal | [5 empty] | 0
7 | GST Rate 18% applicable as extra | [5 empty] | 0
8 | Grand Total on FOR Site Basis-INR | [5 empty] | 0
1. 2. 3. 4. 5. 6. 7. 8. 9. | Terms & Conditions Offer Basis FOR Site Basis. Delivery Time: 12 weeks from date of receipt of confirm PO G/Warranty: 12 months from date of DISPATCH - only for manufacturing defects Payment Terms: 100% along with taxes etc. against PI. Offer Validity: 31 days from date of offer. Any statutory changes in rate of tax etc. will be applicable as on date of dispatch. Minimum Order Qty: N/A Standard packaging will be done for supply of above items. Our offer confirm for 100% fitment & interchangeability of offered products. In case of any discrepancy, we will replace items promptly for free of cost.

## 100044 - Speed Sensors
Sl. No. | PR No | Item Code | Part Name | UOM | PR Qty. | Unit Rate-INR | Sub Total | Considered | Power Gem (Kalpana) | Jane
1 | 50042 | - | DUEL CHANNEL ROTATION SPEED MONITOR MODEL: YDM504-A00-B00 MAKE: PROVIBTECH | Nos | 2 | 132250 | 264500 | 132250 | 115000
2 | 100044 | - | SPEED SENSOR TM0182 SENSITIVITY: 8mV/V, 200mV/mil PREDITECH SERVICE: BFP SHAFT SPEED | Nos | 2 | 59384.5 | 118769 | 470 |  | 351 | Old rates, raised on a safer side
3 | 100044 | - | VIBRATION SENSOR TM0180-07-00-05-10-02 SENSITIVITY: 8mV/V, PVTVM ProvibTech SERVICE: BFP SHAFT SPEED | Nos | 2 | 30000 | 60000 | 30000 | 25000
4 | Subtotal | [5 empty] | 443269
5 | GST Rate 18% applicable as extra | [5 empty] | 79788.42
6 | Grand Total on FOR Site Basis-INR | [5 empty] | 523057.42
1. 2. 3. 4. 5. 6. 7. 8. 9. | Terms & Conditions Offer Basis FOR Site Basis. Delivery Time: 12 weeks from date of receipt of confirm PO G/Warranty: 12 months from date of DISPATCH - only for manufacturing defects Payment Terms: 100% along with taxes etc. against PI. Offer Validity: 31 days from date of offer. Any statutory changes in rate of tax etc. will be applicable as on date of dispatch. Minimum Order Qty: N/A Standard packaging will be done for supply of above items. Our offer confirm for 100% fitment & interchangeability of offered products. In case of any discrepancy, we will replace items promptly for free of cost.

## High Voltage Motors
Sl. No. | PR No | Item Code | Part Name | UOM | PR Qty. | Unit Rate-INR | Sub Total | Considered | Anne | Helen | Emma | Anne Comments
1 | High Voltage Motors | 5001000002 | SQUIRREL CAGE INDUCTION MOTOR 710KW 6.6KV 50HZ 3 PHASE 76A 1485 RPM CLASS :- F DUTY :-S1 CONNECTION:-Y TYPE / FRAME:-YFKK450-4W, IM-B3, CACA MFG SL NO:-55200501S IP:-55 MAKE:WUXI HUADA MOTORS COMPANY LIMITED FOR PA FAN | Nos | 1 | 4551792 | 4551792 | 36800 | 40000 | 36800 |  | Upgrade model HAA450-4-710KW 40000USD,90DAYS.
2 | High Voltage Motors | 5001000003 | SQUIRREL CAGE INDUCTION MOTOR 355KW 6.6KV 50HZ 3 PHASE 40A 990 RPM CLASS :-F DUTY :-S1 CONNECTION:-Y TYPE / FRAME:-YFKK450-6W, IM-B3, CACA MFG SL NO:-55200101S IP:-55 MAKE:WUXI HUADA MOTORS COMPANY LIMITED FOR SA(FD) FAN | Nos | 1 | 4174537.5 | 4174537.5 | 33750 | 37000 | 33750 |  | Upgrade model HAA450-6-355KW 37000USD,90DAYS.
3 | High Voltage Motors | 5001000004 | SQUIRREL CAGE INDUCTION MOTOR 1000KW 6.6KV 50HZ 3 PHASE 108A RPM CLASS :-F DUTY :-S1 CONNECTION:-Y TYPE / FRAME:-YKK560-6W IM-B3, CACA MFG SL NO: 55201001S IP:-55 MAKE:WUXI HUADA MOTORS COMPANY LIMITED FOR ID FAN | Nos | 1 | 7606935 | 7606935 | 61500 | 66000 | 61500 |  | Upgrade model HAA560-6-1000KW 66000USD,90DAYS.
4 | High Voltage Motors | 5001000005 | SQUIRREL CAGE INDUCTION MOTOR 380KW 6.6KV 50HZ 3 PHASE 45A 990 RPM CLASS :-F DUTY :-S1 CONNECTION:- TYPE / FRAME:-YMKQ500-6-6.6, IM-B3, CACA MFG SL NO:-79G001-1726 IP:-55 MAKE:BEIJING POWER EQUIPMENT GROUP FOR COAL MILL | Nos | 1 | 5194980 | 5194980 | 42000 |  | Factory can deal only with end user | 42000
5 | Subtotal | [5 empty] | 21528244.5
6 | GST Rate 18% applicable as extra | [5 empty] | 3875084.01
7 | Grand Total on FOR Site Basis-INR | [5 empty] | 25403328.51
1. 2. 3. 4. 5. 6. 7. 8. 9. | Terms & Conditions Offer Basis FOR Site Basis. Delivery Time: 12 weeks from date of receipt of confirm PO G/Warranty: 12 months from date of DISPATCH - only for manufacturing defects Payment Terms: 100% along with taxes etc. against PI. Offer Validity: 31 days from date of offer. Any statutory changes in rate of tax etc. will be applicable as on date of dispatch. Minimum Order Qty: N/A Standard packaging will be done for supply of above items. Our offer confirm for 100% fitment & interchangeability of offered products. In case of any discrepancy, we will replace items promptly for free of cost.
SWPGPL-REQUEST FOR OFFER-High Voltage Motors

## 100043
Sl. No. | PR No | Item Code | Part Name | UOM | PR Qty. | Unit Rate-INR | Sub Total | Considered | Emma | Helen
1 | 100043 | - | VIBRATION, ECCENTRICITY, KP & OSP PROBE, Make: Bentley Nevada, Part No:330104-00-06-10-02-00, 3300 XL 8MM PROBE, S/N: 168015XW |  | 7 | 81823.5 | 572764.5 | 594 | 594 | 460
2 | 100043 | - | EXTENSION CABLE, Make: Bentley Nevada, Part No:330130-040-01-00, 3300 XL 8MM, Ext cable serial no. 21LO1PY1 |  | 8 | 53998 | 431984 | 392 | 392 | 460
3 | 100043 | - | DEL & HPD PROBE, Make: Bentley Nevada, Part No:330851-02-000-030-10-00-05, 3300 XL 25MM PROBE Part No: 330851-02-000-030-10-00-CN |  | 2 | 270403.25 | 540806.5 | 1963 | 1963 | 1750
4 | 100043 | - | PROXIMETOR, P/N: 330780-50-00, Make-BENTLY NEVADA, 3300 XL 11MM, 5 METRE SYSTEM, S/N: 071018U5, OUTPUT:3.94V/MM(100mV/mil) |  | 2 | 137750 | 275500 | 1000 | 1000 | 698
5 | 100043 | - | PROXIMETOR, P/N: 330850-50-00, Make- BENTLY NEVADA, 3300 XL 25MM, 5 METRE SYSTEM, OUTPUT:0.79V/MM(20mV/mil) |  | 2 | 169294.75 | 338589.5 | 1229 | 1229 | 950
6 | 100043 | - | PROXIMETOR, P/N: 330180-50-00, Make-BENTLY NEVADA, 3300 XL 8MM, 5 METRE SYSTEM, S/N: 071018U5, OUTPUT:7.8V/MM(200mV/mil) |  | 2 | 83063.25 | 166126.5 | 603 | 603 | 480
7 | 100043 | - | EXTENSION CABLE, Make: Bentley Nevada, Part No:330730-040-01-00, FOR 25MM PROBE |  | 2 | 61023.25 | 122046.5 | 443 | 443 | 370
8 | Subtotal | [5 empty] | 2447817.5
9 | GST Rate 18% applicable as extra | [5 empty] | 440607.15
10 | Grand Total on FOR Site Basis-INR | [5 empty] | 2888424.65
1. 2. 3. 4. 5. 6. 7. 8. 9. | Terms & Conditions Offer Basis FOR Site Basis. Delivery Time: 12 weeks from date of receipt of confirm PO G/Warranty: 12 months from date of DISPATCH - only for manufacturing defects Payment Terms: 100% along with taxes etc. against PI. Offer Validity: 31 days from date of offer. Any statutory changes in rate of tax etc. will be applicable as on date of dispatch. Minimum Order Qty: N/A Standard packaging will be done for supply of above items. Our offer confirm for 100% fitment & interchangeability of offered products. In case of any discrepancy, we will replace items promptly for free of cost.

## NR relay display
Sl. No. | PR No | NR Relay Deacription | Item Code | Part Name | UOM | PR Qty. | Unit Rate-INR | Sub Total | Considered | Rahulji
1 | NR relay display | RCS 9627CN - NR | - | MOTOR MANAGEMENT RELAY NANJING NARI FOR DISPLAY UNIT | NOS | 1 | 13000 | 13000 | 13000 | 13000
2 | NR relay display | RCS 9626CN - NR | - | MOTOR MANAGEMENT RELAY NANJING NARI FOR DISPLAY UNIT | NOS | 1 | 13000 | 13000 | 13000 | 13000
3 | NR relay display | RCS 9625CN - NR | - | FEEDER MANAGEMENT RELAY, NANJING NARI FOR DISPLAY UNIT | NOS | 1 | 13000 | 13000 | 13000 | 13000
4 | NR relay display | RCS 9624CN - NR | - | TRANSFORMER MANAGEMENT RELAY, NANJING NARI FOR DISPLAY | NOS | 1 | 13000 | 13000 | 13000 | 13000
5 | NR relay display | RCS 9622CN - NR | - | TRANSFORMER MANAGEMENT RELAY, NANJING NARI FOR DISPLAY UNIT | NOS | 1 | 13000 | 13000 | 13000 | 13000
6 | Subtotal | [6 empty] | 65000
7 | GST Rate 18% applicable as extra | [6 empty] | 11700
8 | Grand Total on FOR Site Basis-INR | [6 empty] | 76700
1. 2. 3. 4. 5. 6. 7. 8. 9. | Terms & Conditions Offer Basis FOR Site Basis. Delivery Time: 12 weeks from date of receipt of confirm PO G/Warranty: 12 months from date of DISPATCH - only for manufacturing defects Payment Terms: 100% along with taxes etc. against PI. Offer Validity: 31 days from date of offer. Any statutory changes in rate of tax etc. will be applicable as on date of dispatch. Minimum Order Qty: N/A Standard packaging will be done for supply of above items. Our offer confirm for 100% fitment & interchangeability of offered products. In case of any discrepancy, we will replace items promptly for free of cost.

## 1100002028 (2)
Sl. No. | PR No | Item Code | Part Name | UOM | PR Qty. | Unit Rate-INR | Sub Total | Considered | Durga
1 | 1100002028 | 4000008108 | AI CARD AI CARD AI MODULE - 16 CHANNEL TYPE : MODICON QUANTUM MAKE : SCHNEIDER MODEL: 140 ACI 040 00 | NOS | 2 | 0 | 0 |  |  | Quote Subject line | Compact base controller - Ghaziabad - ASVAYUJAU SALES AND SERVICES LLP
2 | 1100002028 | 4000006899 | CONNECTOR BNC FOR COAXIAL CABLE MODEL N0. RJ11 | NOS | 10 | 0 | 0
3 | Subtotal | [5 empty] | 0
4 | GST Rate 18% applicable as extra | [5 empty] | 0
5 | Grand Total on FOR Site Basis-INR | [5 empty] | 0
1. 2. 3. 4. 5. 6. 7. 8. 9. | Terms & Conditions Offer Basis FOR Site Basis. Delivery Time: 12 weeks from date of receipt of confirm PO G/Warranty: 12 months from date of DISPATCH - only for manufacturing defects Payment Terms: 100% along with taxes etc. against PI. Offer Validity: 31 days from date of offer. Any statutory changes in rate of tax etc. will be applicable as on date of dispatch. Minimum Order Qty: N/A Standard packaging will be done for supply of above items. Our offer confirm for 100% fitment & interchangeability of offered products. In case of any discrepancy, we will replace items promptly for free of cost.

## 1100002177
Sr No. | PR Number | Item Number | ITEM DESCRIPTION | UOM | QTY | Unit Rate-INR | Sub Total | Considered | Anne | Helen
1 | 1100002177 | 4000013871 | BFP BOOSTER PUMP SUCTION MOV DN300, PN25, BODY -WCB FLANGE TO FLANGE TO FLANGE L - 500 mm FLANGE OD0 480 mm No. OF HOLES 16 HOLE DIA - 30mm ELECTRICALLY OPERATED MOTORISED GATE VALVE WITHOUT ACTUATOR MOV MOUNTING NO OF HOLE -4 BOLT SIZE 16mm PCD 199mm (Excluding actuators) | NOS | 2 | 183397.5 | 366795 | 1430 | 1430 | 1280
2 |  | Sub Total |  |  |  |  | 366795
3 |  | GST as applicable on above. Present rate of 18% |  |  |  |  | 66023.1
4 |  | Grand Total-INR |  |  |  |  | 432818.1
Terms & Conditions
1. 2. 3. 4. 5. 6. 7. 8. 9. | Terms & Conditions Offer Basis: FOR Plant basis. Delivery Time: 12 weeks from date of receipt of confirm PO G/Warranty: 12 months from date of DISPATCH - only for manufacturing defects Payment Terms: 100% along with taxes etc. against PI. Offer Validity: 31 days from date of offer. Any statutory changes in rate of tax etc will be applicable as on date of dispatch. Minimum Order Qty: N/A Standard packaging will be done for supply of above items. 100% fitment & interchangeability of offered products. In case of any discrepancy, we will replace items promptly for free of cost.

## OFFER FOR SWPGPL
Sr No. | PR Number | Item Number | ITEM DESCRIPTION | UOM | QTY | Unit Rate-INR | Sub Total | Considered | Anne | Helen
1 | OFFER FOR SWPGPL | 4000012700 | HP CV MANIPULATING BRACKET (WITH TOTAL SPRING ASSEMBLY) MAKE: DONGFANG TURBINE CO Ltd DRAWING NUMBER: D150C-006001A | Nos | 1
2 | OFFER FOR SWPGPL | 4000012697 | HYDRAULIC COUPLING DUPLEX OIL FILTER HOUSING OIL DOUBLE FILTER DRAWING NO. YOT46-508-13 | Nos | 1
3 | OFFER FOR SWPGPL | 4000008561 | MAIN STEAM GOVERNING VALVE DEH LINE UNION CONNECTORS | Nos | 32
4 | OFFER FOR SWPGPL | 4000012706 | HP CV ACTUATOR RIGHT & LEFT SIDE CYLINDER (INCLUDED O-RINGS) MAKE: DONGFANG TURBINE CO Ltd DRAWING NUMBER: D150D-332000A MOC: 2CR13 | Nos | 2
5 | OFFER FOR SWPGPL | 4000012709 | LP BYPASS VALVE DISK DRAWING NO.: C3Y201-4 MOC: A565Gr616 MAKE: SHANGHAI CCI POWER CONTROL EQUIPMENT CO LTD DN 500/800 MM STROKE H: 120 MM MEDIUM : STEAM OIL PRESSURE 14.5 MPA | Nos | 1
6 |  | Sub Total |  |  |  |  | 0
7 |  | GST as applicable on above. Present rate of 18% |  |  |  |  | 0
8 |  | Grand Total-INR |  |  |  |  | 0
Terms & Conditions
1. 2. 3. 4. 5. 6. 7. 8. 9. | Terms & Conditions Offer Basis: FOR Plant basis. Delivery Time: 12 weeks from date of receipt of confirm PO G/Warranty: 12 months from date of DISPATCH - only for manufacturing defects Payment Terms: 100% along with taxes etc. against PI. Offer Validity: 31 days from date of offer. Any statutory changes in rate of tax etc will be applicable as on date of dispatch. Minimum Order Qty: N/A Standard packaging will be done for supply of above items. 100% fitment & interchangeability of offered products. In case of any discrepancy, we will replace items promptly for free of cost.
REQUEST FOR OFFER FOR SWPGPL

## 1100002347
Sr No. | PR Number | Item Number | ITEM DESCRIPTION | UOM | QTY | Unit Rate-INR | Sub Total | consider | Rahul sir | Sungme
1 | 1100002347 | 4000012389 | MOP Shaft With Impeller Part No. D125A-511100A Make - Dong Fang MOC is 30Cr2Ni4MoV | NUM | 1 | 1138860 | 1138860 | 8880 | 8880 | 6880
2 |  | Sub Total |  |  |  |  | 1138860 |  |  | offer in 2022
3 |  | GST as applicable on above. Present rate of 18% |  |  |  |  | 204994.8
4 |  | Grand Total-INR |  |  |  |  | 1343854.8
Terms & Conditions
1. 2. 3. 4. 5. 6. 7. 8. 9. | Terms & Conditions Offer Basis: FOR Plant basis. Delivery Time: 12 weeks from date of receipt of confirm PO G/Warranty: 12 months from date of DISPATCH - only for manufacturing defects Payment Terms: 100% along with taxes etc. against PI. Offer Validity: 31 days from date of offer. Any statutory changes in rate of tax etc will be applicable as on date of dispatch. Minimum Order Qty: N/A Standard packaging will be done for supply of above items. 100% fitment & interchangeability of offered products. In case of any discrepancy, we will replace items promptly for free of cost.

## 1100002231
Sr No. | PR Number | Item Number | ITEM DESCRIPTION | UOM | QTY | Unit Rate-INR | Sub Total | Consider | Helen
1 | 1100002231 | 4000007392 | VPC-TB IN DEH PANEL VPC-TB IN DEH PANEL MAKE- GE ENERGY MODEL NO-369B1878G0009. | Nos | 2 | 154612.5 | 309225 | 1250 | 1880
2 |  | Sub Total |  |  |  |  | 309225
3 |  | GST as applicable on above. Present rate of 18% |  |  |  |  | 55660.5
4 |  | Grand Total-INR |  |  |  |  | 364885.5
Terms & Conditions
1. 2. 3. 4. 5. 6. 7. 8. 9. | Terms & Conditions Offer Basis: FOR Plant basis. Delivery Time: 28 weeks from date of receipt of confirm PO G/Warranty: 12 months from date of DISPATCH - only for manufacturing defects Payment Terms: 100% along with taxes etc. against PI. Offer Validity: 31 days from date of offer. Any statutory changes in rate of tax etc will be applicable as on date of dispatch. Minimum Order Qty: N/A Standard packaging will be done for supply of above items. 100% fitment & interchangeability of offered products. In case of any discrepancy, we will replace items promptly for free of cost.

## REQUEST FOR OFFER-SWPGPL-TMD
Sr No. | PR Number | Item Number | ITEM DESCRIPTION | UOM | QTY | Unit Rate-INR | Sub Total | consider | Helen | Sungme
1 | - | 4000005848 | OUT BOARD BEARING OF INPUT SHAFT FOR HYDRAULIC COUPLING MODEL: YOT 46-508-02 MAKE: SPEM | Nos | 1 | 814528 | 814528 | 7120 | 7120
2 | - | 4000005849 | IN BOARD BEARING OF INPUT SHAFT FOR HYDRAULIC COUPLING MODEL: YOT 46-508-03 MAKE: SPEM | Nos | 1 | 881443.9437 | 881443.9437 | 7704.9296 | 7704.9296 |  | 88*1.3
3 | - | 4000005850 | OUT BOARD BEARING OFSMALL GEAR FOR HYDRAULIC COUPLING MODEL: YOT 46-508-04 MAKE: SPEM | Nos | 1 | 628684.3944 | 628684.3944 | 5495.493 | 5495.493
4 | - | 4000005851 | INBOARD BEARING OF SMALL GEAR FOR HYDRAULIC COUPLING MODEL: YOT 46-508-06 MAKE: SPEM | Nos | 1 | 632938.1408 | 632938.1408 | 5532.6761 | 5532.6761
5 | - | 4000005852 | INBOARD BEARING OF SECONDARY WHEEL SHAFT FOR HYDRAULIC COUPLING MODEL: YOT 46-508-08 MAKE: SPEM | Nos | 1 | 690283.1549 | 690283.1549 | 6033.9437 | 6033.9437
6 | - | 4000005853 | OUTBOARD BEARING OF SECONDARY WHEEL FOR HYDRAULIC COUPLING MODEL: YOT 46-508-10 MAKE: SPEM | Nos | 1 | 632938.1408 | 632938.1408 | 5532.6761 | 5532.6761
7 | - | 4000003259 | BFP HYD COUP THRUST BRG (1SET=20NOS PADS, THRUST COLLAR 1 NO) DRAWING NO: YOT 46-508 MAKE: SPEM | Nos | 1 | 298406.7606 | 298406.7606 | 2608.4507 | 2608.4507
8 |  | Sub Total |  |  |  |  | 4579222.5352
9 |  | GST as applicable on above. Present rate of 18% |  |  |  |  | 824260.0563
10 |  | Grand Total-INR |  |  |  |  | 5403482.5915
Terms & Conditions
1. 2. 3. 4. 5. 6. 7. 8. 9. | Terms & Conditions Offer Basis: FOR Plant basis. Delivery Time: 14-16 weeks from date of receipt of confirm PO G/Warranty: 12 months from date of DISPATCH - only for manufacturing defects Payment Terms: 100% along with taxes etc. against PI. Offer Validity: 31 days from date of offer. Any statutory changes in rate of tax etc will be applicable as on date of dispatch. Minimum Order Qty: As offered Standard packaging will be done for supply of above items. 100% fitment & interchangeability of offered products. In case of any discrepancy, we will replace items promptly for free of cost.
REQUEST FOR OFFER-SWPGPL-TMD

## 100044 - Deepak Kumar Namdev
Sl. No. | PR No | Item Code | Part Name | UOM | PR Qty. | Unit Rate-INR | Sub Total | Considered (15% Mark up) | Power Gem | Emma | Kalpana(Thermoramsey) | Helen
| 100044 | - | LIMIT SWITCH MAKE: YAMATAKE NK 82T605 ELECTRICAL RATINGS : 5A-250 VAC, 0.4A-125 V DC, 0.2A-250 V DC AMBIENT TEMPERATURE : 60 DEG MAX CAT LIST :VCX-500 0448P | Nos | 5 | [6 empty] | need pic
| 100044 | - | COAL FEEDER CONTROLLER MICRO-TECH 2000 INTEGRATOR MODEL 2101 PART NO.047650 MAKE: RAMSAY | Nos | 2 | [5 empty] | 2850 | 2180 | 15 days
| 100044 | - | HMI, Pro-Face Model: 2BB0045-02, GP2600-TC41-24V, DIGITAL ELECTRONICS CORPOARATION, Ratting 2 08 24V D, TEMP CODE: T4A, CLASS 1 DIVISION 2 GROUP A,B,C AND D, HMI FOR SOOT BLOWER, TOUCH PANEL, GP 2600 T, 24V DC, | Nos | 1 | 179350.5 | 179350.5 |  |  | 1450
4 | 100044 | - | TRANSMITTER MONITOR, YTM301, 4 WIRE VIBRATION, PN: YTM301-A00-B03-C00-D00-E00-F00-G00, FULL SCALE: 0-200UM, POWER: 90 - 250VAC, PREDITECH | Nos | 8 | 94300 | 754400 | 94300 | 82000
5 | 100044 | - | VIBRATION TRANSDUCER/ TRANSMITTER/DRIVER, TM0182, DRIVER, 8MM PROBE, 5 MMTR SYSTEM, PN: TM0182-A50-B00-C00, PREDITECH | Nos | 2 | 44850 | 89700 | 44850 | 39000
6 | Subtotal | [5 empty] | 1023450.5
7 | GST Rate 18% applicable as extra | [5 empty] | 184221.09
8 | Grand Total on FOR Site Basis-INR | [5 empty] | 1207671.59
1. 2. 3. 4. 5. 6. 7. 8. 9. | Terms & Conditions Offer Basis FOR Site Basis. Delivery Time: 12 weeks from date of receipt of confirm PO G/Warranty: 12 months from date of DISPATCH - only for manufacturing defects Payment Terms: 100% along with taxes etc. against PI. Offer Validity: 31 days from date of offer. Any statutory changes in rate of tax etc. will be applicable as on date of dispatch. Minimum Order Qty: N/A Standard packaging will be done for supply of above items. Our offer confirm for 100% fitment & interchangeability of offered products. In case of any discrepancy, we will replace items promptly for free of cost.

## REQUEST FOR OFFER-SWPGPL - Fehe
Sr No. | PR Number | Item Number | ITEM DESCRIPTION | UOM | QTY | Unit Rate-INR | Sub Total | consider | Comments | Anne
1 | - | 4000003534 | MINIMUM PRESSURE RELIEF VALVE DF40-04-06 FOR COMPRESSOR MODEL FHOG340W | Nos | 3 | 33345 | 100035 | 285 |  | 285
2 | - | 4000003537 | OIL CUT OFF VALVE DF16-06-10 FOR COMPRESSOR MODEL FHOG340W | Nos | 2 | 73476 | 146952 | 628 |  | 628
3 | - | 4000003551 | Star Wheel SLICE DF40-02-0449 FOR COMPRESSOR MODEL FHOG340W | Nos | 3 | 117000 | 351000 | 1000 | Our offer is only one star wheel. | 1474 | Each set includes 2 star wheels and accessories. If only one star wheel is needed, the unit price 737USD.
4 | - | 4000003552 | Star wheel body DF40-02-0450 FOR COMPRESSOR MODEL FHOG340W | Nos | 2 | 46800 | 93600 | 400 | our offer is only one star wheel body . | 530 | Each set includes 2 star wheel bodies and accessories . If only one star wheel body is needed, the unit price is 265 USD.
5 | - | 4000003602 | BEARING SEAT FOR STAR WHEEL OF 340W AIR COMPRESSOR DF40-02-0454 - 2 | Nos | 6 | 11700 | 70200 | 100 |  | 100
6 | - | 4000003603 | BEARING SEAT FOR STAR WHEEL OF 340W AIR COMPRESSOR DF40-02-0437 - 2 | Nos | 6 | 6084 | 36504 | 52 |  | 52
7 | - | 4000003604 | BEARING SEAT FOR MAIN SHAFT OF 340W AIR COMPRESSOR DF30-02-0426 - 1 | Nos | 6 | 16380 | 98280 | 140 |  | 140
8 | - | 4000003529 | AIR INLET VALVE DF30-01-04 FOR COMPRESSOR MODEL FHOG340W | Nos | 1 | 38376 | 38376 | 328 |  | 328
9 | - | 4000003590 | OIL INJECTED PIPE DF 20-06-09 FOR 340W COMPRESSOR | Nos | 8 | 12870 | 102960 | 110 |  | 110
10 | - | 4000003591 | OIL INJECTED PIPE DS 20-06-11 FOR 340W COMPRESSOR | Nos | 8 | 11700 | 93600 | 100 |  | 100
11 | - | 4000014031 | SPRING DF 10-02-0439 FOR STAR WHEEL | Nos | 3 | 1170 | 3510 | 10 |  | 10
12 | - | 4000014033 | SPRING DF 40-02-0444 FOR STAR WHEEL | Nos | 6 | 1170 | 7020 | 10 |  | 10
13 | - | 4000014034 | SPRING DF 60-06-1008 FOR STAR WHEEL | Nos | 6 | 2340 | 14040 | 20 |  | 20
14 | - | 4000003560 | SHEILD RING FOR HOLE DF 20-02-0414 FOR COMPRESSOR MODEL FHOG340W | Nos | 6 | 1872 | 11232 | 16 |  | 16
15 | - | 4000003561 | SHEILD RING FOR SHAFT DF 20-02-0415 FOR COMPRESSOR MODEL FHOG340W | Nos | 6 | 1872 | 11232 | 16 |  | 16
16 | - | 4000014037 | ASH COM Shield ring for shaft DF40-02-0442 | Nos | 18 | 234 | 4212 | 2 |  | 2
17 | - | 4000014038 | FLOW REGULATOR DF40-04-23 IAC FHOG180W | Nos | 6 | 2574 | 15444 | 22 |  | 22
18 | - | 4000003563 | OIL RETURN VALVE DF40-04-24 FOR COMPRESSOR MODEL FHOG340W | Nos | 6 | 0 | 0 |  | The manufacturer found that this accessory is a copper pipe.Please share item name plate pic so as to offer correctly | 80 | The manufacturer found that this accessory is a copper pipe, with a length of 3 meters per piece.
19 | - | 4000014039 | Valve DF40-04-22 SAC FHOG340W | Nos | 6 | 3276 | 19656 | 28 |  | 28 |  | Delivery time 2 weeks.
20 | - | 4000003612 | DS-40-05-37 TARGET TYPE FLOWMETER FOR 340W COMPRESSOR | Nos | 4 | 7605 | 30420 | 65 |  | 65
21 | - | 4000014053 | ASH COMPRESSOR OIL FILTER BODY DF 20-06-06 | Nos | 3 | 20475 | 61425 | 175 |  | 175
22 | - | Sub Total |  |  |  |  | 1309698
23 | - | GST as applicable on above. Present rate of 18% |  |  |  |  | 235745.64
24 | - | Grand Total-INR |  |  |  |  | 1545443.64
1. 2. 3. 4. 5. 6. 7. 8. 9. | Terms & Conditions Offer Basis: FOR Plant basis. Delivery Time: 14-16 weeks from date of receipt of confirm PO G/Warranty: 12 months from date of DISPATCH - only for manufacturing defects Payment Terms: 100% along with taxes etc. against PI. Offer Validity: 31 days from date of offer. Any statutory changes in rate of tax etc will be applicable as on date of dispatch. Minimum Order Qty: As offered Standard packaging will be done for supply of above items. 100% fitment & interchangeability of offered products. In case of any discrepancy, we will replace items promptly for free of cost.
REQUEST FOR OFFER-SWPGPL-TMD

## 100393
Sl. No. | PR No | Item Code | Part Name | UOM | PR Qty. | Unit Rate-INR | Sub Total | Considered | Anne | anne remarks
1 | 100393 |  | ELECTRIC VALVE ACTUATOR TYPE: ZB40-18/40 SPEED 18, SET TORQUE: OPEN-300 Nm CLOSE-210Nm, 415V, 50HZ, 0.37 KW, 1.65 A, 4 POLE, 3 PH MOTOR DUTY S2-10 IP 55 Std. JB/8528-1997 Make : CHANZHOU SER: CF DISCH MOV Only Actuators | NOS | 1 | 98952 | 98952 | 800 | 675 | Actuator with motor
2 | 100393 |  | ELECTRIC VALVE ACTUATOR TYPE: ZB40-18/40 SPEED 18, SET TORQUE: OPEN-400 Nm CLOSE-280Nm, 415V, 50HZ, 0.75 KW, 2.6 A, 4 POLE, 3 PH MOTOR DUTY S2-10 IP 55, Std. JB/8528-1997 Make : CHANZHOU SER: CF SUC MOV Only Actuators | NOS | 1 | 98952 | 98952 | 800 | 675 | Actuator with motor
3 | Subtotal | [5 empty] | 197904
4 | GST Rate 18% applicable as extra | [5 empty] | 35622.72
5 | Grand Total on FOR Site Basis-INR | [5 empty] | 233526.72
1. 2. 3. 4. 5. 6. 7. 8. 9. | Terms & Conditions Offer Basis FOR Site Basis. Delivery Time: 14-16 weeks from date of receipt of confirm PO G/Warranty: 12 months from date of DISPATCH - only for manufacturing defects Payment Terms: 100% along with taxes etc. against PI. Offer Validity: 31 days from date of offer. Any statutory changes in rate of tax etc. will be applicable as on date of dispatch. Minimum Order Qty: As offered Standard packaging will be done for supply of above items. Our offer confirm for 100% fitment & interchangeability of offered products. In case of any discrepancy, we will replace items promptly for free of cost.

## 50024,50042 & 100044
Sl. No. | PR No | Item Code | Part Name | UOM | PR Qty. | Unit Rate-INR | Sub Total |  | Power Gem (Kalpana) | Power Gem | Jane
1 | 50024 |  | IMIT SWITCH BOX APL510N- YONGDELI | Nos | 6 | 0 | 0
2 | 50042 |  | DUAL CHANNEL ROTATION SPEED MONITOR, MODEL : YDM504-A00-B00 MAKE : PROVIBTECH | Nos | 2 | 0 | 0 |  | 115000
3 | 100044 |  | LIMIT SWITCH MAKE: YAMATAKE NK 82T605, ELECTRICAL RATINGS : 5A-250 VAC 0.4A-125 V DC, 0.2A-250 V DC AMBIENT TEMPERATURE : 60 DEG MAX CAT LIST :VCX-500 0448P | Nos | 5
4 | 100044 |  | VIBRATION SENSOR P/N: YTM301-A00-B03-C00-D00-E00-F00-G00 FULL SCALE: 0-200MICRO METER, YTM301 MAKE- PREDITECH SERVICE: BFP VIBRATION | Nos | 8 |  |  |  |  | 82000
5 | 100044 |  | SPEED SENSOR TM0182 SENSITIVITY: 8MV/V 200MV/MIL MAKE - PREDITECH SERVICE: BFP SHAFT SPEED | Nos | 2 |  |  | 470
6 | Subtotal | [5 empty] | 0
7 | GST Rate 18% applicable as extra | [5 empty] | 0
8 | Grand Total on FOR Site Basis-INR | [5 empty] | 0
1. 2. 3. 4. 5. 6. 7. 8. 9. | Terms & Conditions Offer Basis FOR Site Basis. Delivery Time: 14-16 weeks from date of receipt of confirm PO G/Warranty: 12 months from date of DISPATCH - only for manufacturing defects Payment Terms: 100% along with taxes etc. against PI. Offer Validity: 31 days from date of offer. Any statutory changes in rate of tax etc. will be applicable as on date of dispatch. Minimum Order Qty: As offered Standard packaging will be done for supply of above items. Our offer confirm for 100% fitment & interchangeability of offered products. In case of any discrepancy, we will replace items promptly for free of cost.

## PR NOS. 50825, 50835 & 50885
Sl. No. | PR No | Part Name | UOM | PR Qty. | Unit Rate-INR | Sub Total | Consider | Rate Given by Rahul Sir | Anne | Remarks | Kalpana | Helen | Discount given by Sir 18.50L + gst on package reduce in pvtm & something in item 1
1 | 50825 | LP HP HEATER CV3 & CV4 CONTROL MODULE EPT: 103-40034 LF-4561 MODEL: DF-SFBC0003 MAKE: DEA SERIAL NO.: 0701AC010120 | Nos | 2 | 693100 | 1386200 | 5600 |  | Not Received |  |  | 5600
2 | 50835 | RELAY MODEL NO.: LY2NJ CONFIGURATION: 8-PIN SUPPLY VOLTAGE: 24V DC MAKE: OMRON | Nos | 20 | 750 | 15000 | 750 | 750 | 2.3 | SUPPLY VOLTAGE: 24V DC,10A | 150 | 2.5
3 | 50835 | RELAY WITH BASE MODEL: MY2NJ CONFIGURATION: 8-PIN SUPPLY VOLTAGE: 24V DC MAKE: OMRON | Nos | 20 | 750 | 15000 | 750 | 750 | 2.3 | CONFIGURATION: SMALL 8-PIN SUPPLY VOLTAGE: 24V DC,5A | 150 | 3.6
4 | 50835 | RELAY WITH BASE MODEL: RX4AB2BD CONTACT RATING: 6A CONFIGURATION: 14-PIN (C/O) SUPPLY VOLTAGE: 24V DC FEATURE: WITH LED INDICATOR FEATURE: WITH LED INDICATOR MAKE: SCHNEIDER ELECTRIC | Nos | 20 | 850 | 17000 | 850 | 850 | 3.3 | RXM4AB2BD | 924 | 6.5
5 | 50835 | RELAY WITH BASE MODEL: RU4S-A220 CONTACT RATING: 6A CONFIGURATION: 14-PIN MAKE: IDEC | Nos | 20 | 880 | 17600 | 880 | 880 | 4.5 |  | 940 | 4.5
6 | 50835 | PROXIMITY PROBE PROBE SIZE: 8 MM MODEL: TM0180-A07-B00-C05-D10 MAKE: PROVIBTECH APPLICATION: BFP RADIAL VIBRATION MONITORING | Nos | 2 | 39000 | 78000 | 39000 | 39000 | 295 |  |  | 265
7 | 50885 | PROXIMITY TRANSDUCER DRIVER TYPE: 5MM/8MM COMPATIBLE DRIVER MODEL: TM0182 MAKE: PROVIBTECH | Nos | 2 | 54000 | 108000 | 54000 | 54000 | Full model required |  |  | Part num is not complete
8 | 50885 | VIBRATION SENSOR PART NO.: YTM301-A00-B03-C00-D00-E00-F00-G00 MODEL: YTM301 FULL SCALE RANGE: 0–200 MICRO METER MAKE: PREDITECH APPLICATION: BFP VIBRATION MONITORING | Nos | 2 | 54000 | 108000 | 54000 | 54000 | Product Pricture required |  |  | 1080
9 | 50885 | PROXIMITY PROBE MODEL: TM0180-07-00-05-10-02 MAKE: PVTVM | Nos | 2 | 47100 | 94200 | 54000 | 54000 | 399 |  |  | 275
10 | 50885 | LUBE OIL PRESSURE GAUGE MODEL: T5500 TYPE: WITHOUT CONTACT PRESSURE RANGE: 0–6.0 BAR PROCESS CONNECTION: G1/2 THREADED | Nos | 2 | 5500 | 11000 | 5500 | 5500 | 86 |  |  | 95
11 | Subtotal |  |  |  |  | 1850000
12 | GST Rate 18% applicable as extra |  |  |  |  | 333000
13 | Grand Total on FOR Site Basis-INR |  |  |  |  | 2183000
1. 2. 3. 4. 5. 6. 7. 8. 9. | Terms & Conditions Offer Basis FOR Site Basis. Delivery Time: 14-16 weeks from date of receipt of confirm PO G/Warranty: 12 months from date of DISPATCH - only for manufacturing defects Payment Terms: 100% along with taxes etc. against PI. Offer Validity: 31 days from date of offer. Any statutory changes in rate of tax etc. will be applicable as on date of dispatch. Minimum Order Qty: As offered Standard packaging will be done for supply of above items. Our offer confirm for 100% fitment & interchangeability of offered products. In case of any discrepancy, we will replace items promptly for free of cost.
0
1508000
6900
693100
40200
0
693100

## 1100003038
Sl. No. | PR No | Material code | Part Name | UOM | PR Qty. | Unit Rate-INR | Sub Total | Consider | Anne
| 1100003038 | 1100003038 | REPAIR KIT FOR ESP PULSE VALVE (DIAPHRAGM) ESP BAG FILTER Size: 3 Inch Pressure Range: 100 PSI Model: TH-4475-B FOR ESP BAG FILTER | Nos | 200 | 3315 | 663000 | 25.5 | 25.5
2 | Subtotal | [5 empty] | 663000
3 | GST Rate 18% applicable as extra | [5 empty] | 119340
4 | Grand Total on FOR Site Basis-INR | [5 empty] | 782340
1. 2. 3. 4. 5. 6. 7. 8. 9. | Terms & Conditions Offer Basis FOR Site Basis. Delivery Time: 14-16 weeks from date of receipt of confirm PO G/Warranty: 12 months from date of DISPATCH - only for manufacturing defects Payment Terms: 100% along with taxes etc. against PI. Offer Validity: 31 days from date of offer. Any statutory changes in rate of tax etc. will be applicable as on date of dispatch. Minimum Order Qty: As offered Standard packaging will be done for supply of above items. Our offer confirm for 100% fitment & interchangeability of offered products. In case of any discrepancy, we will replace items promptly for free of cost.
REPAIR KIT,ESP PULSE VALVE 3" BAG FILTER (DIAPHRAM) REPAIR KIT, ESP PULSE VALVE 3 INCH, PRESSURE RANGE: 100 PSI, Model: TH--4475-B FOR ESP BAG FILTER

## SUPPLY OF MOV CARD
Sl. No. | PR No | Item Code | Part Name | UOM | PR Qty. | Unit Rate-INR | Sub Total | Comments | Considred | Emma
1 | 50226 |  | SHANGHAI YI MAKE VALVE ACTUATOR TYPE: 16AT/M0FF36 WIRING DIA.WD3010-100 SERIAL NO.35943 RATED TORQUE:2500NM RATING ANGLE 90DEG ENCLOSURE:WT/M TEMP:-30DEC+70DEG LUBRICANT:SAE90EP RATED MOTOR POWER: 0.75KW] [ 1008597] | NOS | 1 | 520650 | 520650 |  | 4450 | 4450
2 | 50247 |  | MOV POWER CARD MAKE: CHANGZHOU MODEL: SND-Z90-18S SR NO: 73164 SPEED-18 RPM TORQUE- 900 NM MOTOR- 1.5KW, 5AMP SUPPLY - 415 VOLT [ 1005100] | NOS | 2 | 15210 | 30420 |  | 130 | 130
3 | 50248 |  | CONTROL CARD FOR THE ACTUATOR ACTUATOR MODEL: SND-Z51-18S SERIAL NO: 73077 CARD MODEL NO.-TP400-PLC-608 (VERSION 1.6) 50NM, 18RPM VOLT: 415V, 50HZ, 3PH MOTOR: 0.09KW, 0.63AMP, 4POLE, IP68 WEIGHT: 45KG DUTY: S2-15 MAKE: CHANG ZHOU SCHNEIDER [1008640] | NOS | 2 | 40950 | 81900 |  | 350 | 350
4 | 50248 |  | POWER CARD FOR YANGZHOU VALVE ACTUATOR TYPE: DZW 30-24-A01-WK2-ZTD06 TURNS-50 OUTPUT SPEED 24R/MIN PROTECTION DEGREE-IP MIN/MAX-450/150Nm NO:081126012 MAKE: YANGZHOU ELECTRIC POWER EQUIPMENT ] [ 1008642] | NOS | 2 | 33930 | 67860 |  | 290 | 290
5 | 50249 |  | POWER CARD FOR YANGZHOU VALVE ACTUATOR TYPE: DZW 30-24-A01-WK2-ZTD06 TURNS-50 OUTPUT SPEED 24R/MIN PROTECTION DEGREE-IP MIN/MAX-450/150Nm NO:081126012 MAKE: YANGZHOU ELECTRIC POWER EQUIPMENT ] [ 1008642] | NOS | 1 | 33930 | 33930 |  | 290 | 290
6 | 50249 |  | DISPLAY CARD FOR YANGZHOU VALVE ACTUATOR TYPE: DZW 30-24-A01-WK2-ZTD06 TURNS-50 OUTPUT SPEED 24R/MIN PROTECTION DEGREE-IP CONTROL TORQUE-MIN/MAX-450/150Nm NO:081126012 MAKE: YANGZHOU ELECTRIC POWER EQUIPMENT ] [ 1008643] | NOS | 1 | 40365 | 40365 |  | 345 | 345
7 | 50249 |  | CONTROL CARD FOR YANGZHOU VALVE ACTUATOR TYPE: DZW 30-24-A01-WK2-ZTD06 TURNS-50 OUTPUT SPEED 24R/MIN PROTECTION DEGREE-IP CONTROL TORQUE-MIN/MAX-450/150Nm NO:081126012 MAKE: YANGZHOU ELECTRIC POWER EQUIPMENT] [ 1008644] | NOS | 1 | 40365 | 40365 |  | 345 | 345
8 | 50249 |  | FEEDBACK CARD FOR YANGZHOU VALVE ACTUATOR TYPE: DZW 30-24-A01-WK2-ZTD06 TURNS-50 OUTPUT SPEED 24R/MIN PROTECTION DEGREE-IP CONTROL TORQUE-MIN/MAX-450/150Nm NO:081126012 MAKE: YANGZHOU ELECTRIC POWER EQUIPMENT] [ 1008645] | NOS | 1 | 0 | 0 | Need item name plate picture for offer |  | can you give me photo ?
9 | 100537 |  | MOV POWER CARD MAKE: ROTORK ACTUATOR TYPE IQM20 SPEED 36RPM TORQUE MAX. 81NM LUBRICATION-SAE80EP MOTOR RATING -0.5KW MOTOR SUPPLY 415-3-50] [ 1006394] | NOS | 3 | 117000 | 351000 |  | 1000 | 1000
10 | 100706 |  | MOV POTENTIOMETER MODEL: SND-Z90-18S SR NO.: 73164 SPEED-18RPM TORQUE-900NM MOTOR-1.5KW, 5 AMP SUPPLY 415 VOLT MAKE: CHANGZHOU] [ 1007048] | NOS | 4 | 0 | 0 | Need item name plate picture for offer |  | can you give me photo ?
11 | 100706 |  | MOV POTENTIOMETER SERIAL NO. CX53140301 ACTUATOR TYPE IQM20 SPEED 36RPM TORQUE MAX. 81NM LUBRICATION-SAE80EP MOTOR RATING-0.5KW MOTOR SUPPLY 415-3-50 MAKE : ROTORK] [ 1007045] | NOS | 4 | 21645 | 86580 |  | 185 | 185
12 | 100706 |  | MOV FOLOMATIC CARD TYPE: 16AT/MOEE36 WIRING DIA:WD3010-100 RATED TORQUE2500 RATED ANGLE: 90 DEG, 90 DEG TIME 23S POWER: 0.75KW SUPPLY 415V, 3.5A SERVICE: FAN IGV MAKE : SHANGHAI [ 1007091] | NOS | 3 | 28665 | 85995 |  | 245 | 245
13 | 100706 |  | MOV FEEDBACK CARD COM NO: 91006167 SA6E45 T CLOSE:20-60 T OPEN: 20-60 RPM:45 WD NO:3-WDP-A1B IP 65 MAKE: AUMA | NOS | 2 | 0 | 0 | Need item name plate picture for offer |  | can you give me a photo ?
14 | 50022 |  | PNEUMATIC ACTUATOR MODEL NO : T-125-2 TORQUE : 300NM/5BAR PRESSURE : MAX 10 BAR MAKE : PNEUTO] [ 1000184] | NOS | 6 | 137826 | 826956 |  | 1178 | 1178
15 | 50185 |  | PNUMATIC ACTUATOR TYPE: ED 100/A SERIAL NO.: 60063 MAKE: EL-O-MATIC] [ 1008511] | NOS | 8 | 91728 | 733824 |  | 784 | 784 | updated to FDA100 FDA100 F Series Pneumatic Valve Actuator Design: Double acting Rack and Pinion Output Torque (80 psi air): 931 lbf.in Output Torque (60 psi air): 696 lbf.in ISO 5211 Direct Mount: F05, F07 Female Drive Shaft: 19 mm Temperature Range: -4°F to 175°F
16 | Subtotal | [5 empty] | 2899845
17 | GST Rate 18% applicable as extra | [5 empty] | 521972.1
18 | Grand Total on FOR Site Basis-INR | [5 empty] | 3421817.1
1. 2. 3. 4. 5. 6. 7. 8. 9. | Terms & Conditions Offer Basis FOR Site Basis. Delivery Time: 14-16 weeks from date of receipt of confirm PO G/Warranty: 12 months from date of DISPATCH - only for manufacturing defects Payment Terms: 100% along with taxes etc. against PI. Offer Validity: 31 days from date of offer. Any statutory changes in rate of tax etc. will be applicable as on date of dispatch. Minimum Order Qty: As offered Standard packaging will be done for supply of above items. Our offer confirm for 100% fitment & interchangeability of offered products. In case of any discrepancy, we will replace items promptly for free of cost.

## 50680 & 50667
Intl
Sl. No. | PR No | Material code | Part Name | UOM | PR Qty. | Unit Rate-INR | Sub Total | Considered |  |  | Rate Given by Rahul Sir | Old PO Dec'25 | Helen Old Rate | Old PO | Helen
2 | 50680 | - | Compressor LCD Display Module Model No.: TM404AD P1-1 (200802201442) Make: Made in China | EA | 4 | 19500 | 78000 | 150 |  |  | 150 | 15000 | 125 | VSLP/P0/25260448
3 | 50667 | - | HMI for Compressor Model: Elektronikon Part No.: 1900 0710 32 Serial No.: 31101010104 Supply: 24V AC / 22 VA | EA | 4 | 240500 | 962000 | 1850 |  |  | 1850 |  | 150* |  | 6900
4 | Subtotal | [5 empty] | 1040000
5 | GST Rate 18% applicable as extra | [5 empty] | 187200
6 | Grand Total on FOR Site Basis-INR | [5 empty] | 1227200
1. 2. 3. 4. 5. 6. 7. 8. 9. | Terms & Conditions Offer Basis FOR Site Basis. Delivery Time: 14-16 weeks from date of receipt of confirm PO G/Warranty: 12 months from date of DISPATCH - only for manufacturing defects Payment Terms: 100% along with taxes etc. against PI. Offer Validity: 31 days from date of offer. Any statutory changes in rate of tax etc. will be applicable as on date of dispatch. Minimum Order Qty: As offered Standard packaging will be done for supply of above items. Our offer confirm for 100% fitment & interchangeability of offered products. In case of any discrepancy, we will replace items promptly for free of cost. | [11 empty] | 18750
Coversation with Sandip
|  | Item No 1 | Spoke with Sandeep. He mentioned that for the first item, a quote of 14,000/- was given 2 months ago, and now it is 19,000/- Now its two high
|  | Item No 2 | For the HMI compressor, the price we have quoted is quite high compared to the market, as they are getting it for 60,125/-
Revised
Sl. No. | PR No | Material code | Part Name | UOM | PR Qty. | Unit Rate-INR | Sub Total | Considered Given by Sir | Anne New | Remarks | Rate given by Rahul Sir after considering Helen’s price | Old PO Dec'25 INR | Helen Old Rate | Helen New
| 50680 |  | Compressor LCD Display Module Model No.: TM404AD P1-1 (200802201442) Make: Made in China | EA | 4 | 19500 | 78000 | 150 |  |  | 150 | 15000 | 125
17 | 50667 | - | HMI for Compressor Model: Elektronikon Part No.: 1900 0710 32 Serial No.: 31101010104 Supply: 24V AC / 22 VA | EA | 4 | 78000 | 312000 | 78000 | 620 | (Replace price with program) | 1850 |  | 150 | 6900
18 | Subtotal | [5 empty] | 390000
19 | GST Rate 18% applicable as extra | [5 empty] | 70200
20 | Grand Total on FOR Site Basis-INR | [5 empty] | 460200

## 50247, 50248,50715, 50739 & 50
Sl. No. | PR No | Material code | Part Name | UOM | PR Qty. | Unit Rate-INR | Sub Total | Considered | Emma 8th July'25
1 | 50247 | - | MOV POWER CARD MAKE: CHANGZHOU MODEL: SND-Z90-18S SR NO: 73164 SPEED-18 RPM TORQUE- 900 NM MOTOR- 1.5KW, 5AMP SUPPLY - 415 VOLT | Nos | 2 | 0 | 0 |  | 130 | Old offer | SUPPLY OF MOV CARD - Shilpa's sheet
2 | 50249 & 50780 | - | POWER CARD FOR YANGZHOU VALVE ACTUATOR TYPE: DZW 30-24-A01-WK2-ZTD06 TURNS-50 OUTPUT SPEED 24R/MIN PROTECTION DEGREE-IP, MIN/MAX-450/150NM, NO:081126012 MAKE: YANGZHOU ELECTRIC POWER EQUIPMENT | Nos | 2 | 0 | 0 |  | 290
3 | 50249 & 50780 | - | DISPLAY CARD FOR YANGZHOU VALVE ACTUATOR TYPE: DZW 30-24-A01-WK2-ZTD06 TURNS-50 OUTPUT SPEED 24R/MIN PROTECTION DEGREE-IP CONTROL TORQUE-MIN/MAX-450/150NM, NO:081126012 MAKE: YANGZHOU ELECTRIC POWER EQUIPMENT | Nos | 2 | 0 | 0 |  | 345
4 | 50249 & 50780 | - | CONTROL CARD FOR YANGZHOU VALVE ACTUATOR TYPE: DZW 30-24-A01-WK2-ZTD06 TURNS-50 OUTPUT SPEED 24R/MIN PROTECTION DEGREE-IP CONTROL TORQUE-MIN/MAX-450/150NM, NO:081126012 MAKE: YANGZHOU ELECTRIC POWER EQUIPMENT | Nos | 2 | 0 | 0 |  | 345
5 | 50249 & 50780 | - | FEEDBACK CARD FOR YANGZHOU VALVE ACTUATOR TYPE: DZW 30-24-A01-WK2-ZTD06 TURNS-50 OUTPUT SPEED 24R/MIN PROTECTION DEGREE-IP CONTROL TORQUE-MIN/MAX-450/150NM, NO:081126012 MAKE: YANGZHOU ELECTRIC POWER EQUIPMENT | Nos | 2 | 0 | 0 |  | Need Photo of the item
6 | 50715 | - | CHANGZHOU MAKE ACTUATOR (CHANGZHOU SCHNEIDER ACTUATOR TYPE: SND-Z60-18S SPEED :18R/MIN TORQUE: 600N-M POWER SUPPLY: 415V, 50HZ,3PH, IP68 MOTOR POWER :1.1KW,4A,4POLES DUTY:S2-15) | Nos | 1 | 0 | 0 |  | Need nameplate Picture
7 | 50739 | - | MOV GLOBE VALVE DN-32 CLASS-1500 JOINT TYPE-BUTT TYPE: SND-ZI51-18S TORQUE: 150 N-M SPEED: 18 RPM WEIGHT: 40 KG POWER SUPPLY: 415 V,50HZ,3 PH, IP 68 MOTOR POWER: 0.25 KW,1.4 A,4 POLES, SR NO: 73536 MAKE: CHANGZHOU- SCHEIDER MAX TEMP. DEGREE CELSIUS -450 MAX PRESSURE KG/CM2-140 APPLICATION : CBD ON/OFF VALVE WITH ACTUATOR | Nos | 2 | 0 | 0 |  | Need nameplate Picture / Item Picture
8 | Subtotal | [5 empty] | 0
9 | GST Rate 18% applicable as extra | [5 empty] | 0
10 | Grand Total on FOR Site Basis-INR | [5 empty] | 0
1. 2. 3. 4. 5. 6. 7. 8. 9. | Terms & Conditions Offer Basis FOR Site Basis. Delivery Time: 14-16 weeks from date of receipt of confirm PO G/Warranty: 12 months from date of DISPATCH - only for manufacturing defects Payment Terms: 100% along with taxes etc. against PI. Offer Validity: 31 days from date of offer. Any statutory changes in rate of tax etc. will be applicable as on date of dispatch. Minimum Order Qty: As offered Standard packaging will be done for supply of above items. Our offer confirm for 100% fitment & interchangeability of offered products. In case of any discrepancy, we will replace items promptly for free of cost.
50247, 50248, 50715, 50739 & 50780

## 1200000169
SL No | PR | Material | Short Text | QTY | UOM | Unit Rate-INR | Sub Total | Consider | Last PO Date/Email Date | Unit Price in USD/Alston | Unit Price in INR | Remarks
1 | 1200000169 | 41002529 | SEALING GLUE-DRG. NO. HDJ-892 FOR GENERATOR | 20 | NO | 68232 | 1364640 | 18711 | 2024-07-15 | 35 | 12474 | MAKE : HERBIN ELECTRIC
2 | 1200000169 | 41000475 | HP MAIN STEAM GUIDE TUBE (LEAD PIPE) -STUD M64 X 3 | 5 | NO | 64045.8 | 320229 | 31920 | 2025-03-31 | 160 | 22800
3 | 1200000169 | 41007910 | FLUORINE RUBBER O TYPE SEAL RING FOR EH SYSTEM EHDEH SYSTEM SEAL KIT | 1 | NO |  | 0 |  |  |  |  | Need Drg
4 | 1200000169 | 70001267 | GASKET FOR SEAL BODY OF GENERATOR | 2 | SET | 68232 | 136464 | 210000 | 2024-07-15 | 458 | 140000
5 | 1200000169 | 41007911 | GENERATOR END SEALING STRIPS- POLYMER OUTER OIL DEFLECTOR FOR GENERATOR DRAWING NO: 01J3246S27 GENERATOR MAKE: HARBIN ELECTRIC | 24 | NO | 64045.8 | 1537099.2 | 23940 | 2025-03-31 | 120 | 17100
6 | 1200000169 | 41007912 | GENERATOR END SEALING STRIPS- COPPER, OUTER OIL DEFLECTOR FOR GENERATOR ,DRAWING NO: 01J3246S27, GENERATOR MAKE: HARBIN ELECTRI | 36 | NO | 64045.8 | 2305648.8 | 23940 | 2025-03-31 | 120 | 17100
|  |  | S Total |  |  |  | 5664081
|  |  | Tax |  |  |  | 1019534.58
|  |  | G Tota |  |  |  | 6683615.58

## 1200001696
Sl. No. | PR No | Material code | Part Name | UOM | PR Qty. | Unit Rate-INR | Sub Total | Consider | Alston
| 1200001696 | 41000249 | LP ROTOR COUPLING REAMER BOLT PART NAME : COUPLING BOLT – LP ROTOR COUPLING REAMER BOLT PART NUMBER : 73.276.006 DRAWING NO. : 73.276.006 / 73B.273Z(B)-28 APPLICATION : LP Rotor Coupling TURBINE & GENERATOR MAKE : HARBIN ELECTRIC MACHINERY COMPANY LIMITED (HEMC) | Nos | 20 | 18000 | 360000 | 120 | 75
2 | Subtotal | [5 empty] | 360000
3 | GST Rate 18% applicable as extra | [5 empty] | 64800
4 | Grand Total on FOR Site Basis-INR | [5 empty] | 424800
1. 2. 3. 4. 5. 6. 7. 8. 9. | Terms & Conditions Offer Basis FOR Site Basis. Delivery Time: 14-16 weeks from date of receipt of confirm PO G/Warranty: 12 months from date of DISPATCH - only for manufacturing defects Payment Terms: 100% along with taxes etc. against PI. Offer Validity: 31 days from date of offer. Any statutory changes in rate of tax etc. will be applicable as on date of dispatch. Minimum Order Qty: As offered Standard packaging will be done for supply of above items. Our offer confirm for 100% fitment & interchangeability of offered products. In case of any discrepancy, we will replace items promptly for free of cost.

## 1200001246
Sl. No. | PR No | Material code | Part Name | UOM | PR Qty. | Unit Rate-INR | Sub Total | Consider | Anne
1 | 1200001246 | 41011741 | Mechanical Seal / Framework Oil Seal Part No.: 03061 Pump Type: HSG120 × 4–42 | Nos | 4 | 46440 | 185760 | 344 | 344
2 | 1200001246 | 41011741 | Bearing No.: 6006 DU Type: Deep Groove Sealed Ball Bearing Inner Diameter (ID): 30 mm Outer Diameter (OD): 55 mm Race Width: 13 mm | Nos | 6 | 31860 | 191160 | 236 | 236
3 | Subtotal | [5 empty] | 376920
4 | GST Rate 18% applicable as extra | [5 empty] | 67845.6
5 | Grand Total on FOR Site Basis-INR | [5 empty] | 444765.6
1. 2. 3. 4. 5. 6. 7. 8. 9. | Terms & Conditions Offer Basis FOR Site Basis. Delivery Time: 14-16 weeks from date of receipt of confirm PO G/Warranty: 12 months from date of DISPATCH - only for manufacturing defects Payment Terms: 100% along with taxes etc. against PI. Offer Validity: 31 days from date of offer. Any statutory changes in rate of tax etc. will be applicable as on date of dispatch. Minimum Order Qty: As offered Standard packaging will be done for supply of above items. Our offer confirm for 100% fitment & interchangeability of offered products. In case of any discrepancy, we will replace items promptly for free of cost.